## Summary_BOQ
Government of Nepal
Ministry of Education and Sports
Central Level Project Implementation Unit (CLPIU)
SanoThimi, Bhaktapur, Nepal.
SUMMARY OF BOQ
Project :- Construction of School Buildings in Ten Schools of Banke, Dang, Kapilvastu, Rupandehi, and Nawalparasi (East) district (having 2000+ students)
Contract Id No.: MoES/CLPIU/GoN/Works/2082-083/NCB-07
F/Y :- 2082/083
Sn. | Description | Amount
A | Provisional Sum
B | Sub-Total of Works (I+II+III+IV+V+VI+VII+VIII+IX+X)
C | Total(A+B)
D | VAT 13%
E | Grand Total with VAT (C+D)
Grand Total Amount in Words:
Contractor's Firm:
Seal
Propiter's Name:
Address:
Telephone: Mobile:
Signature:
Date:

## BOQ_Mangal Pd SS, Banke
Government of Nepal
Ministry of Education and Sports
Central Level Project Implementation Unit
SanoThimi, Bhaktapur, Nepal.
BILL OF QUANTITY
Project :- Construction of School Buildings in Ten Schools of Banke, Dang, Kapilvastu, Rupandehi, and Nawalparasi (East) district (having 2000+ students)
Contract Id No.: MoES/CLPIU/GoN/Works/2082-083/NCB-07
Location :- Banke, Dang, Kapilvastu, Rupandehi, and Nawalparasi (East)
A. The Rate quoted here under shall be inclusive of:
1.Supplying the Materials along with accessories and equipments to the site all complete.
2. Laying, fixing and erecting them in position all complete as per general practices,specifications and instructions of Site Engineer.
3.Tests and Maintenance up to the period specified in the agreement.
B. The Itemwise Rate should be quoted without VAT | [5 empty] | F/Y :- 2082/083
Item.No | Description | Unit | Total Quantity | Rate(NRs.) Excluding VAT |  | Total Amount | Remarks
|  |  |  | In figure | In Words
A | PROVISIONAL SUM
1 | Provisional sum (Insurance premium as per contract, Lab Test charge for payment towards the test, Confirmatory Soil test around building complex as per instruction of Engineer, Performance Bond Commission, Building map registration and approval charge to authorised local bodies, As built Drawing preparation and others. | PS | 1 | 11306452.78 | Eleven Million Three Hundred-Six Thousand Four Hundred Fifty-Two and Paisa Seventy-Eight only | 11306452.78
| A. Sub Total of Provisional sum |  |  |  |  | 11306452.78
(i) Shree Mangal Prasad Secondary School, Nepalgunj Sub-metropolitan City, Banke
B | CIVIL WORK
1 | GENERAL
1.1 | Providing and maintining site office of two rooms having total area 20 sq.m(approximately) for the use of client, consultant, contractor and visitors during the entire period of construction including office 4 number of chair, 2 number of table, lockable file cabinet etc. as per the given drawing.The site ofice to be located near the entrance of the construction area wherever possible. | Month | 18
1.2 | Barricating the construction area to maintain construction site safe and also constructing toilet and camp for labour during entire construction period as per site condition and as per instruction of Engineer. | Job | 1
1.3 | Making fitting & fixing project information and social/safeguard information board of approximately 4'x6' size written in plain sheet in tubular pipe frame all complete as per drawing, specification and instruction of Engineer. | No. | 2
1.4 | Making fitting & fixing classroom name plate all complete work as per drawing,specification and instruction of Engineer. | No. | 15
1.5 | Making fitting and fixing school name hoarding board at top of gate all complete work as per specification and instruction of Egineer. | Job | 1
1.6 | Health and Safety-Helmets,Gloves,Boot,Safety glasses/face shields,earplugs/ear muffs,First Aid tools,etc as required bythe contract clause and techical specification,the number of safety materials personel protection equipment(PPE) shall be minimum but not limited to 40 sets during construction period.Payment shall be made in prorata basis over the entire project duration. | LS | 1
1.7 | Photographic Records-Providing Photographs (digital) and color prints of all construction sites showing the major construction activities for inclusion in monthly periodic progress reports to the satisfaction of the Engineers(at least 10 photos of each construction site shall be included in each monthly photographic record). | No. | 18
2 | SITE CLEARANCE AND LAYOUT
2.1 | Clearing the site by removing the bushes, trees, concrete pavement and hard surface whatever at site up to its root depth including the layout work, marking the trench, construction of permanent reference points along each grid precisely in line and level and including construction of all necessary staff and labor facilities,provision of water and electricity for entire project period. | Sq.m | 735.21
3 | EARTHWORK IN EXCAVATION
3.1 | Excavation in foundations in all type of soils mannually for foundation, trenches, footing, pits etc. to the required depth including dewatering by manual or mechanical means etc. as per specifications with all contractor’s own machinery and equipment's, providing crossing of track, shoring, strutting, timbering and buttressing with appropriate materials and all such measures necessary to retain in position the sides of the foundation pit and including refilling the excavated material with watering, ramming, leveling the site and disposing off the surplus/unusable earth within 50m all complete as per drawings, specifications and instructions of the Engineer. | Cu.m | 938.45
4 | BACK FILLING & DISPOSAL OF EXCESS SOIL
4.1 | Back filling in foundation and sides of foundation with approved soil obtained from the excavation at site and stacked at site or brought from outside in layer not exceeding 15 cm thick (compacted thickness) including transportation of soil, spreading in required line and level, sprinkling water, ramming, compacting with mechanical rammers, testing, etc., all complete as per drawing, specification and instructions of the Engineer. | Cu.m | 814.16
4.2 | Disposing of excess excavated soil and debris coming out from the demolition of PCC, RCC, Masonry and plaster, etc out of school premises by 3 T capacity truck upto haulage distance of 2.5 Km as per instruction of site engineer. | Cu.m | 124.29
5 | FLAT BRICK SOLING
5.1 | Providing and laying flat brick soling in foundation,floors of building, steps and ramps including filling interstices with suitable quarry sand, watering, compacting using appropriate mechanical compaction means with all contractors materials, handling, placing etc. all complete as per drawings, specifications and instruction of the Engineer. The complete item including all lead & lift. | Sqm | 808.82
6 | SAND FILLING
6.1 | Filling sand in floor by sprinkling of water and compaction by labour including lead as per drawing specification and instruction of the Consultant/Engineer all complete. | Cu.m | 31.49
6.2 | Filling with Brick Bats from 15mm to 150mm brick bat size,water spraying and compaction including transportation all complete. | Cu.m | 35.46
7 | 500 MICRON POLYTHENE SHEET
7.1 | Supplying and laying 500 micron tear proof good quality polythene above the compacted brick soling. The overlaping of the sheet must be more than 230mm in all side to prevent moisture throught it. The cost should be inclusive of all material and labour cost, as per design drawing, specification and instruction of the Engineer, all complete. | Sq.m | 331.05
8 | BRICK/ STONE MASONRY WORKS
8.1 | BRICK MASONRY WORKS ( 1 : 6 CSM ) upto GF
8.1.1 | Providing and laying first class chimney fired brick one or more brick thick wall (230mm thick or more) (whatever be the size of brick, the thickness of one full brick wall shall be taken as 230mm) in cement mortar 1:6 (1 cement : 6 coarse sand) in building up to ground floor and other specified places in all heights and level including the cost of single or multi stage scaffolding, soaking bricks, curing, raking joints, provision for recesses, openings, toothing etc., all complete as per drawing, specifications and instructions of the Engineer. | Cu.m | 304.52
8.2 | BRICK MASONRY WORKS ( 1 : 6 CSM ) above GF
8.2.1 | Providing and laying first class local chimney made brick one or more brick thick wall (230mm thick or more) (whatever be the size of brick, the thickness of one full brick wall shall be taken as 230mm) in cement mortar 1:6 (1 cement : 6 coarse sand) in superstructure above ground floor in all heights and level including the cost of single or multi stage self standing scaffolding, soaking bricks, curing, raking joints, provision for recesses, openings, toothing etc., all complete as per drawing, specifications and instructions of the Engineer. | Cu.m | 114.46
8.3 | HALF BRICK WORKS ( 1 : 4 CSM )
8.3.1 | Providing and laying non-fairfaced half brick (115mm thick) work masonry in cement mortar 1:4 (1 cement:4 sand) in superstructure with approved first class fired bricks in perfect line & level, required size and shape at any height and level, including the cost of single or multi stage scaffolding, cleaning, soaking of the bricks, packing of the joints, raking joints, provision for recesses, openings, curing, providing 25x3mm GI Straps Fixed to columns at every 5th course of brick and 60mm width 14 gauge welded GI mesh anchored to GI strap, all complete as per design, drawing, specifications instructions of the Engineer. | Sq.m | 52.38
9 | CONCRETE WORKS
9.1 | P.C.C (1:3:6) Works
9.1.1 | Providing and laying machine mixed Plain Cement Concrete of nominal mix 1:3:6, (1 cement : 3 sand : 6 coarse aggregate ) M10 grade for leveling course in foundations and under floor of building, etc. in all level with broken stone aggregate of size not more than 25 mm of approved quality including formwork wherever necessary, dewatering, batching, mixing, transporting, placing, compacting, curing, including all lead and lift, etc. all complete as per drawings, specifications and the instructions of the Engineer. | Cu.m | 33.66
9.2 | P.C.C (1:2:4) Works
9.2.1 | Providing and laying machine mixed Plain Cement Concrete of nominal mix 1:2:4, (1 cement : 2 sand : 4 coarse aggregate ) M15 grade for leveling course in foundations and under floor of building, etc. in all level with broken stone aggregate of size not more than 25 mm of approved quality including formwork wherever necessary, dewatering, batching, mixing, transporting, placing, compacting, curing, including all lead and lift, etc. all complete as per drawings, specifications and the instructions of the Engineer. | Cu.m | 35.94
9.3 | P.C.C. FOR R.C.C. (1:1.5:3) WORKS
9.3.1 | Providing and laying in position machine mixed and machine vibrated cement concrete of mix 1:1.5:3 (1 cement:1.5 sand:3 coarse aggreagate) M20 grade for reinforced cement concrete work using approved cement with 20 mm graded machine crushed stone aggregate of approved quality in various locations and heights including transportation of concrete to site of placing, compaction, finished to required line and level, protection and curing, etc. all complete as per drawings, specifications and the instructions of the Engineer, but excluding the cost of centering, shuttering, and reinforcement all complete as per drawings, specifications and instructions of the Engineer(RCC work without Silica Cement Admixture) | Cu.m | 60.37
9.4 | P.C.C. FOR R.C.C. (1:1:2) WORKS
9.4.1 | Providing and laying in position machine mixed and machine vibrated cement concrete of mix 1:1:2 (1 cement:1 sand: 2 coarse aggreagate) M25 grade for reinforced cement concrete work using approved cement with 20 mm graded machine crushed stone aggregate of approved quality in various locations and heights including transportation of concrete to site of placing, compaction, finished to required line and level, protection and curing, etc. all complete as per drawings, specifications and the instructions of the Engineer, but excluding the cost of centering, shuttering, and reinforcement all complete as per drawings, specifications and instructions of the Engineer.(RCC work without Silica Cement Admixture.) | Cu.m | 378.38
10 | FORM WORKS
10.1 | Supplying and laying centering, shuttering of various pattern formworks with 19mm thick water proof ply wood & steel adjustable props for all kinds of RCC works for foundations, columns, shear walls, beams, slab, staircase, lintel, sill, pergola, including nails, propping scaffolding, staging, supporting and bracing in proper lines and level, sealing the joints with heavy duty brown self adhesive tape, aligning to line and levels including Ties, PVC Spacer, Providing openings/ cutouts/ pockets, applying De-shuttering chemical, De-shuttering as approved by the Engineer etc., complete at all levels as per drawing, specifications and instructions of the Engineer. | Sq.m | 2742.5
11 | STEEL REINFORCEMENT
11.1 | Providing and fixing in position Fe 500 steel reinforcement of various diameter confirming to relevant IS code in R.C.C. works including straightening, cutting, bending, binding with 20 SWG annealed wire for tying the reinforcement bars at each junctions (binding wire shall not be measured separately) including all waste and cut pieces, provision for adequate numbers of spacers, chairs, providing and placing cement mortar (1:1) cover blocks to keep the bars in intended position at all levels all complete as per drawings, specifications and instructions of the Engineer. (Authorized lap length and for the bar length exceeding 10 meter in length shall be measured for the payment). | Kg | 73295.16
12 | FLOORING AND FINISHING WORKS
12.1 | 38mm thick P.C.C. in (1:2:4) with cement punning (1:1) for flooring work with approved floor hardener (Dreitop FH,Mapetop,Fairtop,Sika Chapdur or equivalent floor hardener) with approved quality cement, sand & aggregare 12mm and down grade in perfect line and level finishing including mixing,laying curing all complete work as per specification | Sq.m | 662.71
12.2 | 50mm thick P.C.C. in (1:2:4) with cement punning (1:1) for flooring work with approved floor hardener (Dreitop FH,Mapetop,Fairtop,Sika Chapdur or equivalent floor hardener) with approved quality cement, sand & aggregare 12mm and down grade in perfect line and level finishing including mixing,laying curing all complete work as per specification | Sq.m | 307.76
12.3 | KOTA STONE WORK
12.3.1 | Supplying and laying of 20 mm thick Kota stone flooring work in cement sand 1:4 mortar in perfect line and level finishing including polishing and finishing work all complete as per drawing,specification and instruction of site engineer. | Sq.m | 401.68
12.3.2 | Kota stone nosing work in staircase riser all complete. | Rm | 269.7
12.3.3 | Supplying and laying 100mm height, 20mm thick Kota stone skirting work in 1:4 C/S mortar in line and level all complete as per drawing,specification and instruction of site engineer.. | Rm | 226.65
12.4 | Providing and laying of 3mm thick cement and sand punning in 1:1 cement sand ratio on floors, dado etc. including claening , watering in surface and rubbing with steel trowel for hard and smooth syrface and curing all complete as per drawing, specification and instructions of the Engineer. | Sq.m | 430.73
12.5 | Providing and laying 6mm porcelain glazed tiles on walls and floor of approved colored laid with cement sand mortar(1:4) finished with white cement including polishing all complete as per specification and instruction of site engineer
12.5.1 | On wall | Sq.m | 125.33
12.5.2 | On floor | Sq.m | 27.76
13 | PLASTERING WORKS
13.1 | 12.5mm. Th. Cement sand plaster (1:3) work on ceiling surfaces of good finish in perfect line level and plumb including grooving in plaster wherever shown in drawings including chiselling racking the joints, wetting the surface and curing the work all complete as per specification and instruction of the consultant/engineer all complete | Sq.m | 1351.27
13.2 | 20mm. Th. Cement sand plaster (1:4) work on buiding inner wall surface of good finish in perfect line level and plumb including grooving in plaster wherever shown in drawings including chiselling racking the joints, wetting the surface and curing the work all complete as per specification and instruction of the consultant/engineer all complete | Sq.m | 1471.06
13.3 | 12.50mm. Th. Cement sand plaster (1:4)work on building outer wall surfaces of good finish in perfect line level and plumb including grooving in plaster wherever shown in drawings including chiselling racking the joints, wetting the surface and curing the work all complete as per specification and instruction of the consultant/engineer all complete | Sq.m | 1095.66
13.4 | 20mm. Th. Cement sand plaster (1:4)work on floor (Riser,tread,drain, apron,manhole,septic tank,inner wall and floor of water tank))with approved floor hardener (Dreitop FH,Mapetop,Fairtop,Sika Chapdur or equivalent floor hardener) of good finish in perfect line level including grooving in plaster wherever shown in drawings including chiselling racking the joints, wetting the surface and curing the work all complete as per specification and instruction of the consultant/engineer all complete | Sq.m | 236.44
13.5 | 3/4X1.5" thick pani patti in cement sand mortar(1:3) in cantiliver portion of slab in perfect line and level racking the joints, wetting the surface and curing the work all complete as per specification an.d construction of the consultant/engineer all complete | Rm | 366.51
13.6 | Providing and fixing chicken wire mesh at joint of beam,column and wall before plastering the surface as per specification and instruction of the consultant/engineer all complete. | Sqm | 434.41
13.7 | CEMENT SKIRTING
13.7.1 | Providing, laying and curing 100 mm height and 18 mm thick Cement Plaster Skirting with C.M. 1:3 (1 Cement :3 Coarse sand), on perfect line & level, finished with a floating coat of neat cement including rounding of junctions and slanted finish at top in 45 degree, as per design, specification and instruction of the Engineer, all complete. | Rm | 409.25
14 | DOORS AND WINDOWS
14.1 | POWDER COATED DOOR
14.1.1 | Providing and fixing in position in required line and level folded (machine folded rolled forming) Steel door frame of size shown in drawings manufacture from iron sheet of 1.60 mm thick having width 230mm with 4" ss premium hinges, jamb, lock jamb, head and hot phosphating pure polyster(PP) powder coated, welded on rigidly fixed together by mechanical means, adjustable lugs with split end tail to each jamb including steel butt hinges with mortar guards, reinforcing to door hardware, strike-plate, as requiredall complete as per drawings, specification and instruction of the Engineer.Providing, fabrication and installation in position 25 mm thick door shutter made with 25mm x 40mm x 1.5mm MS rectangle pipe fabricate to required size and shape stiles and mullions, infill panel filled with 1mm thick x 100mm wide strip MS sheet in required shape and size with stiffening strips including the required numbers and sizes hardware like hinges, tower-bolts, handles, aldrops with pad-lock,applying nine tank processing hot phosphating pure polyster(PP) powder coated, welded on rigidly fixed together by mechanical means, adjustable lugs with split end tail to each jamb including steel bush hinges with mortar guards, reinforcing to door hardware, strike-plate as requiredall complete as per drawings, specification and instruction of the Engineer(Door without ventilation) | Sq.m | 87.5
14.2 | POWDER COATED WINDOW
14.2.1 | Providing and fixing in position in required line and level folded (machine folded rolled forming) Steel window frame of size shown in drawings manufacture from iron sheet of 1.60 mm thick having width 230mm with 4" ss premium hinges, jamb, lock jamb, head and hot phosphating pure polyster(PP) powder coated, welded on rigidly fixed together by mechanical means, adjustable lugs with split end tail to each jamb including steel butt hinges with mortar guards, reinforcing to window hardware, strike-plate, as requiredall complete as per drawings, specification and instruction of the Engineer.Providing, fabrication and installation in position 28.8mm thick window shutter made by using 1mm thick 190mm wide sheet folded styles and mullions with 5mm thick glass panel at top and infill pannel filled with 1mm thick x 100mm wide strip MS sheet in required shape and size with stiffening strips including the required numbers and sizes hardware like hinges, tower-bolts, handles, aldrops with pad-lock,applying nine tank processing hot phosphating pure polyster(PP) powder coated, welded on rigidly fixed together by mechanical means, adjustable lugs with split end tail to each jamb including steel butt hinges with mortar guards, reinforcing to door hardware, strike-plate as requiredall complete as per drawings, specification and instruction of the Engineer.Also providing,fabrication and installation og MS grill made with 8mm X 8mm solid core square rod grill with Powder coated finishing or better quality all complete as per the instruction of site engineer(Window with two shutters and middle fixed portion(glass panel at upper part and metal sheet at lower part)) | Sq.m | 111.6
14.2.2 | Providing and fixing in position in required line and level folded (machine folded rolled forming) Steel window frame of size shown in drawings manufacture from iron sheet of 1.60 mm thick having width 230mm with 4" ss premium hinges, jamb, lock jamb, head and hot phosphating pure polyster(PP) powder coated, welded on rigidly fixed together by mechanical means, adjustable lugs with split end tail to each jamb including steel butt hinges with mortar guards, reinforcing to window hardware, strike-plate, as requiredall complete as per drawings, specification and instruction of the Engineer.Providing, fabrication and installation in position 28.8mm thick window shutter made by using 1mm thick 190mm wide sheet folded styles and mullions with 5mm thick glass panel at top and infill pannel filled with 1mm thick x 100mm wide strip MS sheet in required shape and size with stiffening strips including the required numbers and sizes hardware like hinges, tower-bolts, handles, aldrops with pad-lock,applying nine tank processing hot phosphating pure polyster(PP) powder coated, welded on rigidly fixed together by mechanical means, adjustable lugs with split end tail to each jamb including steel butt hinges with mortar guards, reinforcing to door hardware, strike-plate as requiredall complete as per drawings, specification and instruction of the Engineer.Also providing,fabrication and installation og MS grill made with 8mm X 8mm solid core square rod grill with Powder coated finishing or better quality all complete as per the instruction of site engineer(Window and ventilation with fixed glass) | Sq.m | 7.65
15 | PAINT WORKS
15.1 | PLASTIC EMULSION PAINT
15.1.1 | Providing and applying two or more coats of plastic emulsion paint of approved manufacturer and shade over a coat of alkali resistant cement primer of approved manufacturer as per manufacturer's specifications to the surface of wall, ceiling, beams columns, canopies, staircase, lobbies etc., all complete as per drawings, specifications and instruction. The rates shall include for scraping, washing the surface with water, surface preparation, scaffolding etc., all complete as per the manufacturer's recommendations and as approved by the Engineer. | Sq.m | 1938.86
15.2 | EXTERIOR WEATHER PAINT
15.2.1 | Painting on Exterior Wall surface with two coats of weather coat (Must be ISO 9001 : 2000 certified company) of approved color and shade over one coat of primer to give uniform coloring and quality floss finish after proper surface preparation, all complete as per drawing, specification and instruction of the Engineer, all complete. | Sq.m | 1779.97
15.3 | ENAMEL PAINT
15.3.1 | Two coats of ready made Enamel paints of approved colour over one coats of primer painting over properly sanded wooden surface and MS pipe railing all complete as per specification and instruction of the engineer. | Sq.m | 441.47
15.4 | Wall Putty work in inner wall surface and room ceiling
15.4.1 | Supplying and painting two coat of wall putty of approved quality on inner wall and ceiling of building over porperly cleaned surface all complete as per specification and instruction. | Sq.m | 2599.1
16 | RAILING WORK
16.1 | Staircase railing work with 50mm dia Mild steel pipe of medium class as hand railing with 50mm dia Mild steel pipe as vertical post at 2m spacing and three layers of 25mm dia Mild steel pipe of medium class between hand rail and ground on height 750 to 900 mm all complete as per design drawing & specification & instructon site incharge.(Staircase railing work) | Kg | 381.86
16.2 | Veranda Railing Work
16.2.1 | Fitting and fixing of railing on veranda,over parapet wall with 65mm dia Mild steel pipe of medium class as hand railing and vertical post, two layers of 50mm dia medium class MS pipe as horizontal members with 25mm dia Mild steel pipe of medium class as vertical members all complete as per drawing, instruction and specification. | Kg | 4324.4
16.2.2 | Supplying,fitting and fixing Mild Steel plates for parapet railing work as per drawing, specification and instruction of the engineer . | Kg | 256.95
16.2.3 | Supplying,fitting and fixing anchor bolts for parapet railing work as per drawing, specification and instruction of the engineer . | Kg | 76.95
16.2.4 | Fitting and fixing of railing for ramp with 50mm dia MS pipe of medium class on hand railing with 50mm dia MS pipe of medium class as vertical post with one horizontal line 50mm dia MS pipe all complete as per drawing, instruction & specification. | Kg | 330.81
17 | COLLAPSIBLE GATE
17.1 | Supplying and fixing in position local made collapsible gate of approved size and make properly fabricated with vertical double channels 20 x 10 x 2mm at 100mm centers and braced with M.S. flat diagonal 20 x 5mm, with top and bottom rails of T iron 40 x 40 x 6mm with 38mm dia steel pulleys complete with bolts nuts locking arrangements steppers handles including red oxide primer coat,two coat enamel paint and necessary fittings as per drawing, specification and direction of the engineer. | Sqm | 9.8
18 | SPIRAL STAIRCASE
18.1 | Fabricating,supplying & fixing of spiral staircase with 4"-6" black pipe post medium class, 20mm square pipe railing , 32mm handrail, width of staircase 90cm including red oxide primer coat and necessary fittings as per drawing, specification and direction of the engineer. | Rm | 3.6
19 | WATER PROOFING TREATMENT
19.1 | Elastocrete cementitious elastometric water proofing coating 2 components capacity per kg 6 sq.ft 2 coat including supply and applying all complete work as per drawing, specification and direction of the engineer . | Sqm | 307.76
20 | WATER TANK STAND
20.1 | Supplying,fitting and fixing MS square pipe and angle fabrication with primer paint all complete as per drawing,specification and instruction of site engineer. | Kg | 420.9
21 | TUFF PAVER (CONCRETE BLOCK)
21.1 | Providing and laying 60mm thick tuff paver cement concrete (Interlocking Block) over 50mm thick sand bed in footpath including excavation, sand bedding etc. all complete as per drawings, specifications and the instructions of the Engineer. | Sq.m | 45
21.2 | BLACK PIPE FOR INCINERATOR Supplying fitting and fixing MS circular/square pipe(medium size) with necessary base plates along with primer paint all complete as per drawing specification and instruction of site engineer | Kg | 41.83
22 | Metal Grating for Appron
22.1 | supplying, fitting & fixing 25*25*5mm angle on edges, 20*5mm iron flat at 50mm c/c spacing with all necessary hardware and fittings all complete as per drawing, instruction and specification. | Kg | 1093.41
23 | Site Clearance Work
23.1 | Site clearance work before starting the work and after completion of work including disposing of unused materials away from site and proper levelling all complete as per instruction of site technician. | LS | 1
| Civil work+Micellaneous Items Sub Total (B) Rs | [6 empty] | #REF!
C | SANITARY WORK
24 | Supplying and Fixing White glazed porcelain clay One Piece commode with 'P ' & 'S ' trap and slow falling seat cover complete set.(Hindware, Paryware, Somany, cera or eqv.)
24.1 | White glazed porcelain clay One Piece commode with 'P ' & 'S ' trap and slow falling seat cover.(Hindware, Paryware, Somany, cera or eqv.) all complete set. | set | 1
25 | Supplying and Fixing White glazed earthenware Indian pattern Orissa Pan with low level porcelain clay flushing cistern ,trap,pipe connector with complete accessories including bracket, flushing pipe,pipe connector etc. all complete set(Hindware,parryware or equivalent).
25.1 | 580 mm size Porcelain clay white glazed Orissa pan with low level glazed cistern complete set (Hindware, Parryware, Classica, bolan or equivalent.) | set | 6
26 | Supplying and fixing White glaze Porcelian clay wash basin/ Oval 50*40 cm with brackets 32mm dia p trap, 32mm CP waste coupling CP chain and rubber plug, 15mm*450mm long c.p. pipe connector etc all complete. (Sanitaryware: Hindware, Parrywareor equivalent). Valve:- jaquar, ark, Ess Ess or equivalent)
26.1 | Indian pattern Porcelain clay white glaze Oval Wash Basin 50x40cm with mixer (jaquar,parryware,or equ. All complete set | set | 2
27 | Small Flat back White glazed squatting plate urinal set(45x35)cm all complete set | Set | 2
28 | Supplying and Fixing Indian pattern C.P. valves with wall flange Including c.p. nipple all complete set.
28.1 | 15mm CP Bib Cock | No | 9
28.2 | 15mm stainless steel bib cock | No | 6
28.3 | 15mm Auto closing bib cock with aerator | No | 6
28.4 | Urinal spreader | No | 6
28.5 | C.P. 15mm dia Angle valve. | No | 4
28.6 | 15mm Stainless Steel two way angle valve | No | 3
28.7 | 15mm C.P commode spray with 1.2 m. long flexible pipe. | No | 1
29 | Supplying and fixing Indian pattern bathroom accessories all complete set
29.1 | CP Toilet Paper Holder heavy | No | 1
29.2 | PVC Floor Trap 11*7.5cm (4"*2.5") | No | 10
29.3 | 32 mm Pvc bottle trap with 32mm Dia CP waste coupling with CP chain and rubber plug etc | No. | 2
29.4 | 1.5x45cm(1/2"x18") pipe connector | No. | 2
29.5 | Grab bar European standard | No | 4
29.6 | CHROME PLATE SOAP DISH. | Set | 6
29.7 | Stainless steel towel rod 1.5*45cm (1/2"*18") | Set | 3
29.8 | Looking mirror Modi guard 450*600mm (18"*24") | No | 6
29.9 | Foldable Hinge | No | 1
29.1 | 5 kg fire extingusher ABC type Minimax, all complete set eversafe or equivalent . | No | 3
30 | WATER SUPPLY INSTALLATION
30.1 | Supplying and fixing CPVC:- Chlorinated Poly Vinyl Chloride pipe (hot and cold). Or equivalent with CPVC fittings/ specials(Tees, elbows, Unions etc) clamps (m.s. plate with nut and bolt with hexagonal screws for clamp in ceiling,wall), nails, including jointing materials, installation of pipes and specials including making holes on walls or floor and repairing the sams to its original finish, all complete set as per specification and instruction. Pipes to be installed on trenches or walls or floor or duct as per drawings, specifications and instructions, cleaning of the system, testing and ready for operation. The rate shall include for all labour and materials required. The measurement shall be done for running metres, fittings etc not payable separately.
30.1.1 | 15 mm CPVC (Chrorinated Polyvinyl Chloride) Pipe SDR 11 CTS. 28.1kg/cm2 (flowguard or ISI Standard.) | Rm | 60
30.1.2 | 20 mm CPVC (Chrorinated Polyvinyl Chloride) Pipe SDR 11 CTS. 28.1kg/cm2 (flowguard or ISI Standard.) | Rm | 60
30.1.3 | 25 mm CPVC (Chrorinated Polyvinyl Chloride) Pipe SDR 11 CTS. 28.1kg/cm2 (flowguard or ISI Standard.) | Rm | 50
30.1.4 | 32 mm CPVC (Chrorinated Polyvinyl Chloride) Pipe SDR 11 CTS. 28.1kg/cm2 (flowguard or ISI Standard.) | Rm | 40
30.1.5 | 40 mm CPVC (Chrorinated Polyvinyl Chloride) Pipe SDR 11 CTS. 28.1kg/cm2 (flowguard or ISI Standard.) | Rm | 50
31 | Supplying and fixing CPVC:- Chlorinated Poly Vinyl Chloride valve including jointing materials all complete set as per specification and instruction.
31.1 | 15 mm dia CPVC Ball Valve, CTS Socket all complete | No | 5
31.2 | 20 mm dia CPVC Ball Valve, CTS Socket all complete | No | 5
31.3 | 25 mm dia CPVC Ball Valve, CTS Socket all complete | No | 5
31.4 | 32 mm dia CPVC Ball Valve, CTS Socket all complete | No | 5
31.5 | 40 mm dia CPVC Ball Valve, CTS Socket all complete | No | 5
31.6 | G.M. 40mm gate valve | No | 2
32 | Supplying and fixing stainless steel roof water tank with cover including drain hole, inlet, outlet, over flow etc. all complete set.
32.1 | 1000 ltr. Stainless steel water tank (304 grade steel) fitting with all complete. | No | 1
32.2 | 2000 ltr. Stainless steel water tank (304 grade steel) fitting with all complete. | No | 2
33 | SEWER, RAIN AND WASTE WATER INSTALLATION
33.1 | Supplying and fixing UPVC pipe( Soil, Waste, Rain) pipes with all necessary ring gaskets, PVC fittings, including MS clamps, hangers, cutting, jointing, sealing, installation of pipes and specials including making holes and cutting grooves on walls or floor and repairing the same to its original finish. Pipes to be installed on trenches or walls or floor or duct as per drawings specifications (Panchakanya, Prince, Supreme), manufacturer's recommendations, instructions, cleaning of the system, testing and ready for operation. The rate shall include for all labour and materials required. The measurement shall be done for running metres, fittings etc not payable separately.
33.1.2 | 50mm PVC pipe of 6 kg/cm2 | Rm | 25
33.1.2 | 75mm PVC pipe of 6 kg/cm2 | Rm | 45
33.1.3 | 110mm PVC pipe of 6 kg/cm2 | Rm | 112
34 | Supplying and Fixing UPVC specials with O ring rubber washer, Pvc liquid(Solvent cement), Pvc cream, all complete set as per specification and instruction. ( Panchakanya, Prince, Supreme)
34.1 | 50mm dia UPVC 90 degree bend | No | 8
34.2 | 50mm dia UPVC 45 degree bend | No | 2
34.3 | 75mm dia UPVC 45 degree bend | No | 8
34.4 | 75 mm dia UPVC vent cowl | No | 2
34.5 | 75 mm dia UPVC Y-Brance | No | 5
34.6 | 75 mm dia pipe clip. | No | 15
34.7 | 110 mm Bend 45 degree bend | No | 10
34.8 | 75 mm dia UPVC plain/door Tee. | No | 5
34.9 | 75 mm dia UPVC 90 degree bend | No | 5
34.1 | 110 mm dia UPVC vent cowl | No | 2
34.11 | 110 mm dia UPVC plain door Tee | No | 5
34.12 | 110 mm dia UPVC 90 degrees bend | No | 17
34.13 | 110 mm dia Y-Brance | No | 8
34.14 | 110 mm dia UPVC pipe clip. | No | 52
34.15 | 75*75 mm dia PVC p-trap | No | 4
34.16 | 110*110 mm dia. PVC p-trap | No | 12
35 | Supplying and fixing HDPE pipe of PN6 (Soil, Waste) pipes with all necessary fittings, including cutting, jointing, sealing, installation of pipes and specials including making holes and cutting grooves on walls or floor and repairing the same to its original finish. Pipes to be installed on trenches or walls or floor or duct as per drawings specifications (Panchakanya, Prince, Supreme or equivalent), manufacturer's recommendations, instructions, cleaning of the system, testing and ready for operation. the material should confirm to PE100. The rate shall include for all labour and materials required. The measurement shall be done for running metres, fittings etc not payable separately.
35.1 | 160mm HDP PIPE WITH FITTING | Rm | 40
35.2 | 200mm HDP PIPE WITH FITTING | Rm | 40
36 | WATER TRANSFER PUMP
36.1 | Supplying and fixing Electric motor pump single or three phase with base, nut and bolts all complete set (Kirloskar, Compton, Servo or eqvt)
36.1.1 | 2 HP Electric motor water pump multi stage coupled pump (crompton). | Set | 2
36.1.2 | Pressure sensor switch for pump auto switch with all complete set. (Italian or eqv) | Set | 1
36.1.3 | CI Tank cover 24"*24" (50 kg) Square (Locking type) | No | 5
36.1.4 | CI cover 22"*22" (20 kg )medium Duty | No | 8
Sanitary work sub Total (C) Rs
D | ELECTRICAL WORK
37 | Panel & Distribution Boards
37.1 | Distribution board
37.1.1 | Distribution board 12 way SPN made of mild steel sheet double cover lockable Geco or eqvt. Flush type etc all complete | Set | 3
37.1.2 | Distribution board 6 way SPN made of mild steel sheet double cover lockable Geco or eqvt. Flush type etc all complete | Set | 1
37.1.3 | 6-32 Amps SP MCB Geco, North west, ISI or eqvt. For light and power supply | Nos | 34
37.1.4 | 6-32 Amps DP MCB Siemens, Geco,Legrend or eqvt. For main | Nos | 4
38 | Mains,Sub-Mains,Cables & Wires
38.1 | (2*6+1*1.5) sq.mm multistrand flexible cu wire for main in 3/4" HDPE polythene pipe from sub DB to DB etc, all complete | Rm | 100
38.2 | 10 sq.mm 4 core armoured copper cable for main panel board to DB,through Polythene pipe etc, all complete | Rm | 20
38.3 | 16 sq.mm 4 core armoured copper cable for NEA line to Main panel board,through Polythene pipe etc, all complete | Rm | 30
39 | CIRCUIT CUM POINT WIRING
39.1 | General Service Light/Fan/Exhaust Fan/ Call bell Point Wiring
39.1.1 | Supply,installation,testing and commissioning of light point /fan point wiring from DB to various points with 2.5 sqmm multistrand flexible cu wire through 1/2" internal dia HDPE conduit concealed via junction box and switch as per drawing and specification including cost of circular box and junction box and switch. Notes : 1) Average lenght per point = 12.5m Approximately | Point | 158
39.2 | Power Socket Point Wiring
39.2.1 | Supply and installation of 16A universal power socket point wiring with 2*4+1*1.5 sq mm multistraned copper wires through pvc listy or 3/4" internal dia HDPE conduit concealed from DB to various points, junction box as per drawing and specification. [Note : Average lenght per point = 12.5 m Approximately ] | Point | 36
40 | Switch Socket Outlets
40.1 | Supply,installation,interconnection,testing and commissioning of following type of switch socket including GI/PVC box,pvc listy to be installed in specified location and height all complete.
40.1.1 | 1 gang 1 way switch or North west type eqvt.etc all complete. | Nos | 4
40.1.2 | 1 gang 2 way switch or North west type eqvt.etc all complete. | Nos | 5
40.1.3 | 2 gang 1 way switch or North west type eqvt.etc all complete. | Nos | 11
40.1.4 | 3 gang 1 way switch or North west type eqvt.etc all complete. | Nos | 2
40.1.5 | 4 gang 1 way switch or North west type eqvt.etc all complete. | Nos | 3
40.1.6 | 6 gang 1 way switch or North west type eqvt.etc all complete. | Nos | 19
40.1.7 | 16/6 Amps combined S/socket flush type north west type or eqvt | Nos | 36
40.1.8 | Dimmer Single 750 Watt F fan regulator | Set | 48
41 | Light Fixtures/ Fan and Accessories
41.1 | Supply, storing,assembling,installation,testing and commissioning of wall/ceiling , surface/recessed,suspended types CFL/LED lighting fixtures including lamp,power factor improvement capacitor,electronics ballast, controle gear, LED driver etc
41.1.1 | 1'x1' 24W finished surface type LED panel light Wipro/Fiam/Philips or equivalent with Cover | Set | 48
41.1.2 | 12W finished surface type LED panel light round/square Wipro/Fiam/Philips or equivalent. | Set | 56
41.1.3 | Electrical bell musical type. | Set | 1
41.2 | Supply, installation,interconnection,testing and commisioning and putting into operation of following size of sweep ceiling/exhaust fans as per drawing specification including the adjustment hanging rod and louvers for exhaust fan as required.
41.2.1 | 48'' ceiling fan Almonard/Bajaj or eqvt.etc all complete. | Set | 48
41.2.2 | 9"exhaust fan Almonard /Bajaj or eqvt.etc all complete. | Set | 10
42 | Main Distribution panels
42.1 | Supply Installation and testing of main control panel out door ,wall mounting type, dust and vermin proof made of 16 SWG mild steel sheet cubical with type, dust and vermin proof made of 16 SWG mild steel sheet cubical with double cover and locking arrangement as per drawing, specification and instruction with following
42.1.1 | 60/100 Main Panel board made of mild steel sheet double cover floor mount suitable color push type lock suitable size for housing the following items, all complete.12''*36"*48" size(space for 5 no MCB) | set | 1
42.1.2 | 60 TP MCCB Siemens,Ge,Legrand or eqvt. for ingoing for sub panel board. | set | 1
42.1.3 | 20-30-40 TP MCB Siemens,Ge,Legrand or eqvt. for outgoing for sub panel board. | set | 5
42.1.4 | Voltmeter 0-500 v with selector switch | set | 1
42.1.5 | Indicator lamp with fuse. | set | 3
42.1.6 | Ammeter 0-500 A with selector switch | set | 1
42.1.7 | Selector switch | set | 1
42.1.8 | CT coil of suitable ratio | set | 3
42.1.9 | 16 A TP 25 KA MCB Siemens,Ge,Legrand or eqvt. for motor pump. | set | 1
43 | Earthing & Lighting Protection
43.1 | Earthing with cu plate size 65 cm x 65 cm x3.15 mm with G.N. 8 cu wire for earth continuity from panel board to earthing site all complete with necessary accessories: salt,coal,cu plate,HDEP polythene pipe etc) as per specification and instruction of site engineer. | Set | 3
43.2 | Supply , installation & testing of Air Termination Unit of 2m long solid copper rod of 16mm dia. to be mount on the roof of the building. | Set | 1
43.3 | Supply , installation & testing of 25mmx3mm copper strip from air termination unit to earth pit as per drawing,Specification and instruction of site engineer.Cost includes hook,gripes, screws,clamps and other accessories. | Rm. | 75
Sub Total of Electrical Works (D)
E | FURNITURE WORK
44 | CLASSROOM FURNITURE
44.1 | Student Desk (2 seater) (Symbol: D-01C):-Top Board: 19mm thick Plywood with 1mm Laminate top and 10mm pine wood edge lipping all around enamel painted; Foot Rest: 25x40x1.5mm MS Square Pipe; Frame: 25x25x1.5mm MS Square Pipe with book rack made of 16 gauge metal sheet;powder coated paint finish with rubber shoe, all complete. | No | 48
44.2 | Student Desk (3 seater) (Symbol: D-02C):-Top Board: 19mm thick Plywood with 1mm Laminate top and 10mm pine wood edge lipping all around, enamel painted; Foot Rest: 25x40x1.5mm MS Square Pipe; Frame: 25x25x1.5mm MS Square Pipe with book rack made of 16 gauge metal sheet; ;powder coated paint with rubber shoe, all complete. | No | 120
44.3 | Student Bench (2 seater) (Symbol: B-01C):-Top Board: 19mm thick Plywood with 1mm Laminate top and 10mm polished pine wood edge lipping all around, enamel painted; Foot Rest: 25x40x1.5mm MS Square Pipe; Frame: 25x25x1.5mm MS Square Pipe; ;powder coated paint with rubber shoe, all complete. | No | 48
44.4 | Student Bench (3 seater) (Symbol: B-02C):-Top Board: 19mm thick Plywood with 1mm Laminate top and 10mm polished pine wood edge lipping all around, enamel painted; Foot Rest: 25x40x1.5mm MS Square Pipe; Frame: 25x25x1.5mm MS Square Pipe; ;powder coated paint with rubber shoe, all complete. | No | 120
44.5 | ECD Student Desk (6 seater) (Symbol: D-03):-Top Board: 19mm thick Plywood with 1mm Laminate top and 10mm pine wood edge lipping all around, enamel painted;Support: 25mm thick Plywood with25x3mm strap support at the three corners; ;enamel paint with laminate finish with nylone shoe, all complete. | No | 3
44.6 | Teacher's Table (Symbol: T-01):-Top Board: 19mm thick Plywood with 1mm Laminate top and 10mm pine wood edge lipping all around enamel painted; Foot Rest: 25x40x1.5mm MS Square Pipe; Frame: 25x25x1.5mm MS Square Pipe; ;powder coated paint with rubber shoe, all complete. | No | 12
44.7 | Teacher's Chair (Symbol: C-01):-Seat with back rest; Metal frame, without arm rest, rubber shoe cap, ;powder coated paint finish, all complete | No | 12
44.8 | Soft Board (Symbol: F-01):-Front board: 12 mm soft board over 12mm plywood with fabric cover and enamel painted pine wood edging, including 2 hanging eye-hooks and stay; Support frame : 25x25x1mm MS Square Pipe powder coated paint finish, all complete. | No | 12
44.9 | White Board (Symbol: F-02):-Front board: 19 mm ply board with with 1mm white laminate gloss finish top cover and wood edging, including 3 eye hooks, stay and marker pad; Support frame : 25x25x1mm MS Square Pipe, powder coated paint all complete | No | 12
Sub Total of Furniture Works (E)
Sub Total For Shree Mangal Prasad Secondary School, Nepalgunj Sub-metropolitan City, Banke (I=B+C+D+E)=

## BOQ_SS Tulsipur center, dang
Government of Nepal
Ministry of Education and Sports
Central Level Project Implementation Unit
SanoThimi, Bhaktapur, Nepal.
BILL OF QUANTITY
Project :- Construction of School Buildings in Ten Schools of Banke, Dang, Kapilvastu, Rupandehi, and Nawalparasi (East) district (having 2000+ students)
Contract Id No.: MoES/CLPIU/GoN/Works/2082-083/NCB-07
Location :- Banke, Dang, Kapilvastu, Rupandehi, and Nawalparasi (East)
A. The Rate quoted here under shall be inclusive of:
1.Supplying the Materials along with accessories and equipments to the site all complete.
2. Laying, fixing and erecting them in position all complete as per general practices,specifications and instructions of Site Engineer.
3.Tests and Maintenance up to the period specified in the agreement.
B. The Itemwise Rate should be quoted without VAT | [5 empty] | F/Y :- 2082/083
Item.No | Description | Unit | Total Quantity | Rate(NRs.) Excluding VAT |  | Total Amount | Remarks
|  |  |  | In figure | In Words
(ii) Secondary School Tulsipur Center, Tulsipur Sub-metropolitan City, Dang
B | CIVIL WORK
1 | GENERAL
1.1 | Providing and maintining site office of two rooms having total area 20 sq.m(approximately) for the use of client, consultant, contractor and visitors during the entire period of construction including office 4 number of chair, 2 number of table, lockable file cabinet etc. as per the given drawing.The site ofice to be located near the entrance of the construction area wherever possible. | Month | 18
1.2 | Barricating the construction area to maintain construction site safe and also constructing toilet and camp for labour during entire construction period as per site condition and as per instruction of Engineer. | Job | 1
1.3 | Making fitting & fixing project information and social/safeguard information board of approximately 4'x6' size written in plain sheet in tubular pipe frame all complete as per drawing, specification and instruction of Engineer. | No. | 2
1.4 | Making fitting & fixing classroom name plate all complete work as per drawing,specification and instruction of Engineer. | No. | 15
1.5 | Making fitting and fixing school name hoarding board at top of gate all complete work as per specification and instruction of Egineer. | Job | 1
1.6 | Health and Safety-Helmets,Gloves,Boot,Safety glasses/face shields,earplugs/ear muffs,First Aid tools,etc as required bythe contract clause and techical specification,the number of safety materials personel protection equipment(PPE) shall be minimum but not limited to 40 sets during construction period.Payment shall be made in prorata basis over the entire project duration. | LS | 1
1.7 | Photographic Records-Providing Photographs (digital) and color prints of all construction sites showing the major construction activities for inclusion in monthly periodic progress reports to the satisfaction of the Engineers(at least 10 photos of each construction site shall be included in each monthly photographic record). | No. | 18
2 | SITE CLEARANCE AND LAYOUT
2.1 | Clearing the site by removing the bushes, trees, concrete pavement and hard surface whatever at site up to its root depth including the layout work, marking the trench, construction of permanent reference points along each grid precisely in line and level and including construction of all necessary staff and labor facilities,provision of water and electricity for entire project period. | Sq.m | 735.21
3 | EARTHWORK IN EXCAVATION
3.1 | Excavation in foundations in all type of soils mannually for foundation, trenches, footing, pits etc. to the required depth including dewatering by manual or mechanical means etc. as per specifications with all contractor’s own machinery and equipment's, providing crossing of track, shoring, strutting, timbering and buttressing with appropriate materials and all such measures necessary to retain in position the sides of the foundation pit and including refilling the excavated material with watering, ramming, leveling the site and disposing off the surplus/unusable earth within 50m all complete as per drawings, specifications and instructions of the Engineer. | Cu.m | 938.45
4 | BACK FILLING & DISPOSAL OF EXCESS SOIL
4.1 | Back filling in foundation and sides of foundation with approved soil obtained from the excavation at site and stacked at site or brought from outside in layer not exceeding 15 cm thick (compacted thickness) including transportation of soil, spreading in required line and level, sprinkling water, ramming, compacting with mechanical rammers, testing, etc., all complete as per drawing, specification and instructions of the Engineer. | Cu.m | 814.16
4.2 | Disposing of excess excavated soil and debris coming out from the demolition of PCC, RCC, Masonry and plaster, etc out of school premises by 3 T capacity truck upto haulage distance of 2.5 Km as per instruction of site engineer. | Cu.m | 124.29
5 | FLAT BRICK SOLING
5.1 | Providing and laying flat brick soling in foundation,floors of building, steps and ramps including filling interstices with suitable quarry sand, watering, compacting using appropriate mechanical compaction means with all contractors materials, handling, placing etc. all complete as per drawings, specifications and instruction of the Engineer. The complete item including all lead & lift. | Sqm | 808.82
6 | SAND FILLING
6.1 | Filling sand in floor by sprinkling of water and compaction by labour including lead as per drawing specification and instruction of the Consultant/Engineer all complete. | Cu.m | 31.49
6.2 | Filling with Brick Bats from 15mm to 150mm brick bat size,water spraying and compaction including transportation all complete. | Cu.m | 35.46
7 | 500 MICRON POLYTHENE SHEET
7.1 | Supplying and laying 500 micron tear proof good quality polythene above the compacted brick soling. The overlaping of the sheet must be more than 230mm in all side to prevent moisture throught it. The cost should be inclusive of all material and labour cost, as per design drawing, specification and instruction of the Engineer, all complete. | Sq.m | 331.05
8 | BRICK/ STONE MASONRY WORKS
8.1 | BRICK MASONRY WORKS ( 1 : 6 CSM ) upto GF
8.1.1 | Providing and laying first class chimney fired brick one or more brick thick wall (230mm thick or more) (whatever be the size of brick, the thickness of one full brick wall shall be taken as 230mm) in cement mortar 1:6 (1 cement : 6 coarse sand) in building up to ground floor and other specified places in all heights and level including the cost of single or multi stage scaffolding, soaking bricks, curing, raking joints, provision for recesses, openings, toothing etc., all complete as per drawing, specifications and instructions of the Engineer. | Cu.m | 304.52
8.2 | BRICK MASONRY WORKS ( 1 : 6 CSM ) above GF
8.2.1 | Providing and laying first class local chimney made brick one or more brick thick wall (230mm thick or more) (whatever be the size of brick, the thickness of one full brick wall shall be taken as 230mm) in cement mortar 1:6 (1 cement : 6 coarse sand) in superstructure above ground floor in all heights and level including the cost of single or multi stage self standing scaffolding, soaking bricks, curing, raking joints, provision for recesses, openings, toothing etc., all complete as per drawing, specifications and instructions of the Engineer. | Cu.m | 114.46
8.3 | HALF BRICK WORKS ( 1 : 4 CSM )
8.3.1 | Providing and laying non-fairfaced half brick (115mm thick) work masonry in cement mortar 1:4 (1 cement:4 sand) in superstructure with approved first class fired bricks in perfect line & level, required size and shape at any height and level, including the cost of single or multi stage scaffolding, cleaning, soaking of the bricks, packing of the joints, raking joints, provision for recesses, openings, curing, providing 25x3mm GI Straps Fixed to columns at every 5th course of brick and 60mm width 14 gauge welded GI mesh anchored to GI strap, all complete as per design, drawing, specifications instructions of the Engineer. | Sq.m | 52.38
9 | CONCRETE WORKS
9.1 | P.C.C (1:3:6) Works
9.1.1 | Providing and laying machine mixed Plain Cement Concrete of nominal mix 1:3:6, (1 cement : 3 sand : 6 coarse aggregate ) M10 grade for leveling course in foundations and under floor of building, etc. in all level with broken stone aggregate of size not more than 25 mm of approved quality including formwork wherever necessary, dewatering, batching, mixing, transporting, placing, compacting, curing, including all lead and lift, etc. all complete as per drawings, specifications and the instructions of the Engineer. | Cu.m | 33.66
9.2 | P.C.C (1:2:4) Works
9.2.1 | Providing and laying machine mixed Plain Cement Concrete of nominal mix 1:2:4, (1 cement : 2 sand : 4 coarse aggregate ) M15 grade for leveling course in foundations and under floor of building, etc. in all level with broken stone aggregate of size not more than 25 mm of approved quality including formwork wherever necessary, dewatering, batching, mixing, transporting, placing, compacting, curing, including all lead and lift, etc. all complete as per drawings, specifications and the instructions of the Engineer. | Cu.m | 35.94
9.3 | P.C.C. FOR R.C.C. (1:1.5:3) WORKS
9.3.1 | Providing and laying in position machine mixed and machine vibrated cement concrete of mix 1:1.5:3 (1 cement:1.5 sand:3 coarse aggreagate) M20 grade for reinforced cement concrete work using approved cement with 20 mm graded machine crushed stone aggregate of approved quality in various locations and heights including transportation of concrete to site of placing, compaction, finished to required line and level, protection and curing, etc. all complete as per drawings, specifications and the instructions of the Engineer, but excluding the cost of centering, shuttering, and reinforcement all complete as per drawings, specifications and instructions of the Engineer(RCC work without Silica Cement Admixture) | Cu.m | 60.37
9.4 | P.C.C. FOR R.C.C. (1:1:2) WORKS
9.4.1 | Providing and laying in position machine mixed and machine vibrated cement concrete of mix 1:1:2 (1 cement:1 sand: 2 coarse aggreagate) M25 grade for reinforced cement concrete work using approved cement with 20 mm graded machine crushed stone aggregate of approved quality in various locations and heights including transportation of concrete to site of placing, compaction, finished to required line and level, protection and curing, etc. all complete as per drawings, specifications and the instructions of the Engineer, but excluding the cost of centering, shuttering, and reinforcement all complete as per drawings, specifications and instructions of the Engineer.(RCC work without Silica Cement Admixture.) | Cu.m | 378.38
10 | FORM WORKS
10.1 | Supplying and laying centering, shuttering of various pattern formworks with 19mm thick water proof ply wood & steel adjustable props for all kinds of RCC works for foundations, columns, shear walls, beams, slab, staircase, lintel, sill, pergola, including nails, propping scaffolding, staging, supporting and bracing in proper lines and level, sealing the joints with heavy duty brown self adhesive tape, aligning to line and levels including Ties, PVC Spacer, Providing openings/ cutouts/ pockets, applying De-shuttering chemical, De-shuttering as approved by the Engineer etc., complete at all levels as per drawing, specifications and instructions of the Engineer. | Sq.m | 2742.5
11 | STEEL REINFORCEMENT
11.1 | Providing and fixing in position Fe 500 steel reinforcement of various diameter confirming to relevant IS code in R.C.C. works including straightening, cutting, bending, binding with 20 SWG annealed wire for tying the reinforcement bars at each junctions (binding wire shall not be measured separately) including all waste and cut pieces, provision for adequate numbers of spacers, chairs, providing and placing cement mortar (1:1) cover blocks to keep the bars in intended position at all levels all complete as per drawings, specifications and instructions of the Engineer. (Authorized lap length and for the bar length exceeding 10 meter in length shall be measured for the payment). | Kg | 73295.16
12 | FLOORING AND FINISHING WORKS
12.1 | 38mm thick P.C.C. in (1:2:4) with cement punning (1:1) for flooring work with approved floor hardener (Dreitop FH,Mapetop,Fairtop,Sika Chapdur or equivalent floor hardener) with approved quality cement, sand & aggregare 12mm and down grade in perfect line and level finishing including mixing,laying curing all complete work as per specification | Sq.m | 662.71
12.2 | 50mm thick P.C.C. in (1:2:4) with cement punning (1:1) for flooring work with approved floor hardener (Dreitop FH,Mapetop,Fairtop,Sika Chapdur or equivalent floor hardener) with approved quality cement, sand & aggregare 12mm and down grade in perfect line and level finishing including mixing,laying curing all complete work as per specification | Sq.m | 307.76
12.3 | KOTA STONE WORK
12.3.1 | Supplying and laying of 20 mm thick Kota stone flooring work in cement sand 1:4 mortar in perfect line and level finishing including polishing and finishing work all complete as per drawing,specification and instruction of site engineer. | Sq.m | 401.68
12.3.2 | Kota stone nosing work in staircase riser all complete. | Rm | 269.7
12.3.3 | Supplying and laying 100mm height, 20mm thick Kota stone skirting work in 1:4 C/S mortar in line and level all complete as per drawing,specification and instruction of site engineer.. | Rm | 226.65
12.4 | Providing and laying of 3mm thick cement and sand punning in 1:1 cement sand ratio on floors, dado etc. including claening , watering in surface and rubbing with steel trowel for hard and smooth syrface and curing all complete as per drawing, specification and instructions of the Engineer. | Sq.m | 430.73
12.5 | Providing and laying 6mm porcelain glazed tiles on walls and floor of approved colored laid with cement sand mortar(1:4) finished with white cement including polishing all complete as per specification and instruction of site engineer
12.5.1 | On wall | Sq.m | 125.33
12.5.2 | On floor | Sq.m | 27.76
13 | PLASTERING WORKS
13.1 | 12.5mm. Th. Cement sand plaster (1:3) work on ceiling surfaces of good finish in perfect line level and plumb including grooving in plaster wherever shown in drawings including chiselling racking the joints, wetting the surface and curing the work all complete as per specification and instruction of the consultant/engineer all complete | Sq.m | 1351.27
13.2 | 20mm. Th. Cement sand plaster (1:4) work on buiding inner wall surface of good finish in perfect line level and plumb including grooving in plaster wherever shown in drawings including chiselling racking the joints, wetting the surface and curing the work all complete as per specification and instruction of the consultant/engineer all complete | Sq.m | 1471.06
13.3 | 12.50mm. Th. Cement sand plaster (1:4)work on building outer wall surfaces of good finish in perfect line level and plumb including grooving in plaster wherever shown in drawings including chiselling racking the joints, wetting the surface and curing the work all complete as per specification and instruction of the consultant/engineer all complete | Sq.m | 1095.66
13.4 | 20mm. Th. Cement sand plaster (1:4)work on floor (Riser,tread,drain, apron,manhole,septic tank,inner wall and floor of water tank))with approved floor hardener (Dreitop FH,Mapetop,Fairtop,Sika Chapdur or equivalent floor hardener) of good finish in perfect line level including grooving in plaster wherever shown in drawings including chiselling racking the joints, wetting the surface and curing the work all complete as per specification and instruction of the consultant/engineer all complete | Sq.m | 236.44
13.5 | 3/4X1.5" thick pani patti in cement sand mortar(1:3) in cantiliver portion of slab in perfect line and level racking the joints, wetting the surface and curing the work all complete as per specification an.d construction of the consultant/engineer all complete | Rm | 366.51
13.6 | Providing and fixing chicken wire mesh at joint of beam,column and wall before plastering the surface as per specification and instruction of the consultant/engineer all complete. | Sqm | 434.41
13.7 | CEMENT SKIRTING
13.7.1 | Providing, laying and curing 100 mm height and 18 mm thick Cement Plaster Skirting with C.M. 1:3 (1 Cement :3 Coarse sand), on perfect line & level, finished with a floating coat of neat cement including rounding of junctions and slanted finish at top in 45 degree, as per design, specification and instruction of the Engineer, all complete. | Rm | 409.25
14 | DOORS AND WINDOWS
14.1 | POWDER COATED DOOR
14.1.1 | Providing and fixing in position in required line and level folded (machine folded rolled forming) Steel door frame of size shown in drawings manufacture from iron sheet of 1.60 mm thick having width 230mm with 4" ss premium hinges, jamb, lock jamb, head and hot phosphating pure polyster(PP) powder coated, welded on rigidly fixed together by mechanical means, adjustable lugs with split end tail to each jamb including steel butt hinges with mortar guards, reinforcing to door hardware, strike-plate, as requiredall complete as per drawings, specification and instruction of the Engineer.Providing, fabrication and installation in position 25 mm thick door shutter made with 25mm x 40mm x 1.5mm MS rectangle pipe fabricate to required size and shape stiles and mullions, infill panel filled with 1mm thick x 100mm wide strip MS sheet in required shape and size with stiffening strips including the required numbers and sizes hardware like hinges, tower-bolts, handles, aldrops with pad-lock,applying nine tank processing hot phosphating pure polyster(PP) powder coated, welded on rigidly fixed together by mechanical means, adjustable lugs with split end tail to each jamb including steel bush hinges with mortar guards, reinforcing to door hardware, strike-plate as requiredall complete as per drawings, specification and instruction of the Engineer(Door without ventilation) | Sq.m | 87.5
14.2 | POWDER COATED WINDOW
14.2.1 | Providing and fixing in position in required line and level folded (machine folded rolled forming) Steel window frame of size shown in drawings manufacture from iron sheet of 1.60 mm thick having width 230mm with 4" ss premium hinges, jamb, lock jamb, head and hot phosphating pure polyster(PP) powder coated, welded on rigidly fixed together by mechanical means, adjustable lugs with split end tail to each jamb including steel butt hinges with mortar guards, reinforcing to window hardware, strike-plate, as requiredall complete as per drawings, specification and instruction of the Engineer.Providing, fabrication and installation in position 28.8mm thick window shutter made by using 1mm thick 190mm wide sheet folded styles and mullions with 5mm thick glass panel at top and infill pannel filled with 1mm thick x 100mm wide strip MS sheet in required shape and size with stiffening strips including the required numbers and sizes hardware like hinges, tower-bolts, handles, aldrops with pad-lock,applying nine tank processing hot phosphating pure polyster(PP) powder coated, welded on rigidly fixed together by mechanical means, adjustable lugs with split end tail to each jamb including steel butt hinges with mortar guards, reinforcing to door hardware, strike-plate as requiredall complete as per drawings, specification and instruction of the Engineer.Also providing,fabrication and installation og MS grill made with 8mm X 8mm solid core square rod grill with Powder coated finishing or better quality all complete as per the instruction of site engineer(Window with two shutters and middle fixed portion(glass panel at upper part and metal sheet at lower part)) | Sq.m | 111.6
14.2.2 | Providing and fixing in position in required line and level folded (machine folded rolled forming) Steel window frame of size shown in drawings manufacture from iron sheet of 1.60 mm thick having width 230mm with 4" ss premium hinges, jamb, lock jamb, head and hot phosphating pure polyster(PP) powder coated, welded on rigidly fixed together by mechanical means, adjustable lugs with split end tail to each jamb including steel butt hinges with mortar guards, reinforcing to window hardware, strike-plate, as requiredall complete as per drawings, specification and instruction of the Engineer.Providing, fabrication and installation in position 28.8mm thick window shutter made by using 1mm thick 190mm wide sheet folded styles and mullions with 5mm thick glass panel at top and infill pannel filled with 1mm thick x 100mm wide strip MS sheet in required shape and size with stiffening strips including the required numbers and sizes hardware like hinges, tower-bolts, handles, aldrops with pad-lock,applying nine tank processing hot phosphating pure polyster(PP) powder coated, welded on rigidly fixed together by mechanical means, adjustable lugs with split end tail to each jamb including steel butt hinges with mortar guards, reinforcing to door hardware, strike-plate as requiredall complete as per drawings, specification and instruction of the Engineer.Also providing,fabrication and installation og MS grill made with 8mm X 8mm solid core square rod grill with Powder coated finishing or better quality all complete as per the instruction of site engineer(Window and ventilation with fixed glass) | Sq.m | 7.65
15 | PAINT WORKS
15.1 | PLASTIC EMULSION PAINT
15.1.1 | Providing and applying two or more coats of plastic emulsion paint of approved manufacturer and shade over a coat of alkali resistant cement primer of approved manufacturer as per manufacturer's specifications to the surface of wall, ceiling, beams columns, canopies, staircase, lobbies etc., all complete as per drawings, specifications and instruction. The rates shall include for scraping, washing the surface with water, surface preparation, scaffolding etc., all complete as per the manufacturer's recommendations and as approved by the Engineer. | Sq.m | 1938.86
15.2 | EXTERIOR WEATHER PAINT
15.2.1 | Painting on Exterior Wall surface with two coats of weather coat (Must be ISO 9001 : 2000 certified company) of approved color and shade over one coat of primer to give uniform coloring and quality floss finish after proper surface preparation, all complete as per drawing, specification and instruction of the Engineer, all complete. | Sq.m | 1779.97
15.3 | ENAMEL PAINT
15.3.1 | Two coats of ready made Enamel paints of approved colour over one coats of primer painting over properly sanded wooden surface and MS pipe railing all complete as per specification and instruction of the engineer. | Sq.m | 441.47
15.4 | Wall Putty work in inner wall surface and room ceiling
15.4.1 | Supplying and painting two coat of wall putty of approved quality on inner wall and ceiling of building over porperly cleaned surface all complete as per specification and instruction. | Sq.m | 2599.1
16 | RAILING WORK
16.1 | Staircase railing work with 50mm dia Mild steel pipe of medium class as hand railing with 50mm dia Mild steel pipe as vertical post at 2m spacing and three layers of 25mm dia Mild steel pipe of medium class between hand rail and ground on height 750 to 900 mm all complete as per design drawing & specification & instructon site incharge.(Staircase railing work) | Kg | 381.86
16.2 | Veranda Railing Work
16.2.1 | Fitting and fixing of railing on veranda,over parapet wall with 65mm dia Mild steel pipe of medium class as hand railing and vertical post, two layers of 50mm dia medium class MS pipe as horizontal members with 25mm dia Mild steel pipe of medium class as vertical members all complete as per drawing, instruction and specification. | Kg | 4324.4
16.2.2 | Supplying,fitting and fixing Mild Steel plates for parapet railing work as per drawing, specification and instruction of the engineer . | Kg | 256.95
16.2.3 | Supplying,fitting and fixing anchor bolts for parapet railing work as per drawing, specification and instruction of the engineer . | Kg | 76.95
16.2.4 | Fitting and fixing of railing for ramp with 50mm dia MS pipe of medium class on hand railing with 50mm dia MS pipe of medium class as vertical post with one horizontal line 50mm dia MS pipe all complete as per drawing, instruction & specification. | Kg | 330.81
17 | COLLAPSIBLE GATE
17.1 | Supplying and fixing in position local made collapsible gate of approved size and make properly fabricated with vertical double channels 20 x 10 x 2mm at 100mm centers and braced with M.S. flat diagonal 20 x 5mm, with top and bottom rails of T iron 40 x 40 x 6mm with 38mm dia steel pulleys complete with bolts nuts locking arrangements steppers handles including red oxide primer coat,two coat enamel paint and necessary fittings as per drawing, specification and direction of the engineer. | Sqm | 9.8
18 | SPIRAL STAIRCASE
18.1 | Fabricating,supplying & fixing of spiral staircase with 4"-6" black pipe post medium class, 20mm square pipe railing , 32mm handrail, width of staircase 90cm including red oxide primer coat and necessary fittings as per drawing, specification and direction of the engineer. | Rm | 3.6
19 | WATER PROOFING TREATMENT
19.1 | Elastocrete cementitious elastometric water proofing coating 2 components capacity per kg 6 sq.ft 2 coat including supply and applying all complete work as per drawing, specification and direction of the engineer . | Sqm | 307.76
20 | WATER TANK STAND
20.1 | Supplying,fitting and fixing MS square pipe and angle fabrication with primer paint all complete as per drawing,specification and instruction of site engineer. | Kg | 420.9
21 | TUFF PAVER (CONCRETE BLOCK)
21.1 | Providing and laying 60mm thick tuff paver cement concrete (Interlocking Block) over 50mm thick sand bed in footpath including excavation, sand bedding etc. all complete as per drawings, specifications and the instructions of the Engineer. | Sq.m | 45
21.2 | BLACK PIPE FOR INCINERATOR Supplying fitting and fixing MS circular/square pipe(medium size) with necessary base plates along with primer paint all complete as per drawing specification and instruction of site engineer | Kg | 41.83
22 | Metal Grating for Appron
22.1 | supplying, fitting & fixing 25*25*5mm angle on edges, 20*5mm iron flat at 50mm c/c spacing with all necessary hardware and fittings all complete as per drawing, instruction and specification. | Kg | 1093.41
23 | Site Clearance Work
23.1 | Site clearance work before starting the work and after completion of work including disposing of unused materials away from site and proper levelling all complete as per instruction of site technician. | LS | 1
| Civil work+Micellaneous Items Sub Total (B) Rs | [6 empty] | #REF!
C | SANITARY WORK
24 | Supplying and Fixing White glazed porcelain clay One Piece commode with 'P ' & 'S ' trap and slow falling seat cover complete set.(Hindware, Paryware, Somany, cera or eqv.)
24.1 | White glazed porcelain clay One Piece commode with 'P ' & 'S ' trap and slow falling seat cover.(Hindware, Paryware, Somany, cera or eqv.) all complete set. | set | 1
25 | Supplying and Fixing White glazed earthenware Indian pattern Orissa Pan with low level porcelain clay flushing cistern ,trap,pipe connector with complete accessories including bracket, flushing pipe,pipe connector etc. all complete set(Hindware,parryware or equivalent).
25.1 | 580 mm size Porcelain clay white glazed Orissa pan with low level glazed cistern complete set (Hindware, Parryware, Classica, bolan or equivalent.) | set | 6
26 | Supplying and fixing White glaze Porcelian clay wash basin/ Oval 50*40 cm with brackets 32mm dia p trap, 32mm CP waste coupling CP chain and rubber plug, 15mm*450mm long c.p. pipe connector etc all complete. (Sanitaryware: Hindware, Parrywareor equivalent). Valve:- jaquar, ark, Ess Ess or equivalent)
26.1 | Indian pattern Porcelain clay white glaze Oval Wash Basin 50x40cm with mixer (jaquar,parryware,or equ. All complete set | set | 2
27 | Small Flat back White glazed squatting plate urinal set(45x35)cm all complete set | Set | 2
28 | Supplying and Fixing Indian pattern C.P. valves with wall flange Including c.p. nipple all complete set.
28.1 | 15mm CP Bib Cock | No | 9
28.2 | 15mm stainless steel bib cock | No | 6
28.3 | 15mm Auto closing bib cock with aerator | No | 6
28.4 | Urinal spreader | No | 6
28.5 | C.P. 15mm dia Angle valve. | No | 4
28.6 | 15mm Stainless Steel two way angle valve | No | 3
28.7 | 15mm C.P commode spray with 1.2 m. long flexible pipe. | No | 1
29 | Supplying and fixing Indian pattern bathroom accessories all complete set
29.1 | CP Toilet Paper Holder heavy | No | 1
29.2 | PVC Floor Trap 11*7.5cm (4"*2.5") | No | 10
29.3 | 32 mm Pvc bottle trap with 32mm Dia CP waste coupling with CP chain and rubber plug etc | No. | 2
29.4 | 1.5x45cm(1/2"x18") pipe connector | No. | 2
29.5 | Grab bar European standard | No | 4
29.6 | CHROME PLATE SOAP DISH. | Set | 6
29.7 | Stainless steel towel rod 1.5*45cm (1/2"*18") | Set | 3
29.8 | Looking mirror Modi guard 450*600mm (18"*24") | No | 6
29.9 | Foldable Hinge | No | 1
29.1 | 5 kg fire extingusher ABC type Minimax, all complete set eversafe or equivalent . | No | 3
30 | WATER SUPPLY INSTALLATION
30.1 | Supplying and fixing CPVC:- Chlorinated Poly Vinyl Chloride pipe (hot and cold). Or equivalent with CPVC fittings/ specials(Tees, elbows, Unions etc) clamps (m.s. plate with nut and bolt with hexagonal screws for clamp in ceiling,wall), nails, including jointing materials, installation of pipes and specials including making holes on walls or floor and repairing the sams to its original finish, all complete set as per specification and instruction. Pipes to be installed on trenches or walls or floor or duct as per drawings, specifications and instructions, cleaning of the system, testing and ready for operation. The rate shall include for all labour and materials required. The measurement shall be done for running metres, fittings etc not payable separately.
30.1.1 | 15 mm CPVC (Chrorinated Polyvinyl Chloride) Pipe SDR 11 CTS. 28.1kg/cm2 (flowguard or ISI Standard.) | Rm | 60
30.1.2 | 20 mm CPVC (Chrorinated Polyvinyl Chloride) Pipe SDR 11 CTS. 28.1kg/cm2 (flowguard or ISI Standard.) | Rm | 60
30.1.3 | 25 mm CPVC (Chrorinated Polyvinyl Chloride) Pipe SDR 11 CTS. 28.1kg/cm2 (flowguard or ISI Standard.) | Rm | 50
30.1.4 | 32 mm CPVC (Chrorinated Polyvinyl Chloride) Pipe SDR 11 CTS. 28.1kg/cm2 (flowguard or ISI Standard.) | Rm | 40
30.1.5 | 40 mm CPVC (Chrorinated Polyvinyl Chloride) Pipe SDR 11 CTS. 28.1kg/cm2 (flowguard or ISI Standard.) | Rm | 50
31 | Supplying and fixing CPVC:- Chlorinated Poly Vinyl Chloride valve including jointing materials all complete set as per specification and instruction.
31.1 | 15 mm dia CPVC Ball Valve, CTS Socket all complete | No | 5
31.2 | 20 mm dia CPVC Ball Valve, CTS Socket all complete | No | 5
31.3 | 25 mm dia CPVC Ball Valve, CTS Socket all complete | No | 5
31.4 | 32 mm dia CPVC Ball Valve, CTS Socket all complete | No | 5
31.5 | 40 mm dia CPVC Ball Valve, CTS Socket all complete | No | 5
31.6 | G.M. 40mm gate valve | No | 2
32 | Supplying and fixing stainless steel roof water tank with cover including drain hole, inlet, outlet, over flow etc. all complete set.
32.1 | 1000 ltr. Stainless steel water tank (304 grade steel) fitting with all complete. | No | 1
32.2 | 2000 ltr. Stainless steel water tank (304 grade steel) fitting with all complete. | No | 2
33 | SEWER, RAIN AND WASTE WATER INSTALLATION
33.1 | Supplying and fixing UPVC pipe( Soil, Waste, Rain) pipes with all necessary ring gaskets, PVC fittings, including MS clamps, hangers, cutting, jointing, sealing, installation of pipes and specials including making holes and cutting grooves on walls or floor and repairing the same to its original finish. Pipes to be installed on trenches or walls or floor or duct as per drawings specifications (Panchakanya, Prince, Supreme), manufacturer's recommendations, instructions, cleaning of the system, testing and ready for operation. The rate shall include for all labour and materials required. The measurement shall be done for running metres, fittings etc not payable separately.
33.1.2 | 50mm PVC pipe of 6 kg/cm2 | Rm | 25
33.1.2 | 75mm PVC pipe of 6 kg/cm2 | Rm | 45
33.1.3 | 110mm PVC pipe of 6 kg/cm2 | Rm | 112
34 | Supplying and Fixing UPVC specials with O ring rubber washer, Pvc liquid(Solvent cement), Pvc cream, all complete set as per specification and instruction. ( Panchakanya, Prince, Supreme)
34.1 | 50mm dia UPVC 90 degree bend | No | 8
34.2 | 50mm dia UPVC 45 degree bend | No | 2
34.3 | 75mm dia UPVC 45 degree bend | No | 8
34.4 | 75 mm dia UPVC vent cowl | No | 2
34.5 | 75 mm dia UPVC Y-Brance | No | 5
34.6 | 75 mm dia pipe clip. | No | 15
34.7 | 110 mm Bend 45 degree bend | No | 10
34.8 | 75 mm dia UPVC plain/door Tee. | No | 5
34.9 | 75 mm dia UPVC 90 degree bend | No | 5
34.1 | 110 mm dia UPVC vent cowl | No | 2
34.11 | 110 mm dia UPVC plain door Tee | No | 5
34.12 | 110 mm dia UPVC 90 degrees bend | No | 17
34.13 | 110 mm dia Y-Brance | No | 8
34.14 | 110 mm dia UPVC pipe clip. | No | 52
34.15 | 75*75 mm dia PVC p-trap | No | 4
34.16 | 110*110 mm dia. PVC p-trap | No | 12
35 | Supplying and fixing HDPE pipe of PN6 (Soil, Waste) pipes with all necessary fittings, including cutting, jointing, sealing, installation of pipes and specials including making holes and cutting grooves on walls or floor and repairing the same to its original finish. Pipes to be installed on trenches or walls or floor or duct as per drawings specifications (Panchakanya, Prince, Supreme or equivalent), manufacturer's recommendations, instructions, cleaning of the system, testing and ready for operation. the material should confirm to PE100. The rate shall include for all labour and materials required. The measurement shall be done for running metres, fittings etc not payable separately.
35.1 | 160mm HDP PIPE WITH FITTING | Rm | 40
35.2 | 200mm HDP PIPE WITH FITTING | Rm | 40
36 | WATER TRANSFER PUMP
36.1 | Supplying and fixing Electric motor pump single or three phase with base, nut and bolts all complete set (Kirloskar, Compton, Servo or eqvt)
36.1.1 | 2 HP Electric motor water pump multi stage coupled pump (crompton). | Set | 2
36.1.2 | Pressure sensor switch for pump auto switch with all complete set. (Italian or eqv) | Set | 1
36.1.3 | CI Tank cover 24"*24" (50 kg) Square (Locking type) | No | 5
36.1.4 | CI cover 22"*22" (20 kg )medium Duty | No | 8
Sanitary work sub Total (C) Rs
D | ELECTRICAL WORK
37 | Panel & Distribution Boards
37.1 | Distribution board
37.1.1 | Distribution board 12 way SPN made of mild steel sheet double cover lockable Geco or eqvt. Flush type etc all complete | Set | 3
37.1.2 | Distribution board 6 way SPN made of mild steel sheet double cover lockable Geco or eqvt. Flush type etc all complete | Set | 1
37.1.3 | 6-32 Amps SP MCB Geco, North west, ISI or eqvt. For light and power supply | Nos | 34
37.1.4 | 6-32 Amps DP MCB Siemens, Geco,Legrend or eqvt. For main | Nos | 4
38 | Mains,Sub-Mains,Cables & Wires
38.1 | (2*6+1*1.5) sq.mm multistrand flexible cu wire for main in 3/4" HDPE polythene pipe from sub DB to DB etc, all complete | Rm | 100
38.2 | 10 sq.mm 4 core armoured copper cable for main panel board to DB,through Polythene pipe etc, all complete | Rm | 20
38.3 | 16 sq.mm 4 core armoured copper cable for NEA line to Main panel board,through Polythene pipe etc, all complete | Rm | 30
39 | CIRCUIT CUM POINT WIRING
39.1 | General Service Light/Fan/Exhaust Fan/ Call bell Point Wiring
39.1.1 | Supply,installation,testing and commissioning of light point /fan point wiring from DB to various points with 2.5 sqmm multistrand flexible cu wire through 1/2" internal dia HDPE conduit concealed via junction box and switch as per drawing and specification including cost of circular box and junction box and switch. Notes : 1) Average lenght per point = 12.5m Approximately | Point | 158
39.2 | Power Socket Point Wiring
39.2.1 | Supply and installation of 16A universal power socket point wiring with 2*4+1*1.5 sq mm multistraned copper wires through pvc listy or 3/4" internal dia HDPE conduit concealed from DB to various points, junction box as per drawing and specification. [Note : Average lenght per point = 12.5 m Approximately ] | Point | 36
40 | Switch Socket Outlets
40.1 | Supply,installation,interconnection,testing and commissioning of following type of switch socket including GI/PVC box,pvc listy to be installed in specified location and height all complete.
40.1.1 | 1 gang 1 way switch or North west type eqvt.etc all complete. | Nos | 4
40.1.2 | 1 gang 2 way switch or North west type eqvt.etc all complete. | Nos | 5
40.1.3 | 2 gang 1 way switch or North west type eqvt.etc all complete. | Nos | 11
40.1.4 | 3 gang 1 way switch or North west type eqvt.etc all complete. | Nos | 2
40.1.5 | 4 gang 1 way switch or North west type eqvt.etc all complete. | Nos | 3
40.1.6 | 6 gang 1 way switch or North west type eqvt.etc all complete. | Nos | 19
40.1.7 | 16/6 Amps combined S/socket flush type north west type or eqvt | Nos | 36
40.1.8 | Dimmer Single 750 Watt F fan regulator | Set | 48
41 | Light Fixtures/ Fan and Accessories
41.1 | Supply, storing,assembling,installation,testing and commissioning of wall/ceiling , surface/recessed,suspended types CFL/LED lighting fixtures including lamp,power factor improvement capacitor,electronics ballast, controle gear, LED driver etc
41.1.1 | 1'x1' 24W finished surface type LED panel light Wipro/Fiam/Philips or equivalent with Cover | Set | 48
41.1.2 | 12W finished surface type LED panel light round/square Wipro/Fiam/Philips or equivalent. | Set | 56
41.1.3 | Electrical bell musical type. | Set | 1
41.2 | Supply, installation,interconnection,testing and commisioning and putting into operation of following size of sweep ceiling/exhaust fans as per drawing specification including the adjustment hanging rod and louvers for exhaust fan as required.
41.2.1 | 48'' ceiling fan Almonard/Bajaj or eqvt.etc all complete. | Set | 48
41.2.2 | 9"exhaust fan Almonard /Bajaj or eqvt.etc all complete. | Set | 10
42 | Main Distribution panels
42.1 | Supply Installation and testing of main control panel out door ,wall mounting type, dust and vermin proof made of 16 SWG mild steel sheet cubical with type, dust and vermin proof made of 16 SWG mild steel sheet cubical with double cover and locking arrangement as per drawing, specification and instruction with following
42.1.1 | 60/100 Main Panel board made of mild steel sheet double cover floor mount suitable color push type lock suitable size for housing the following items, all complete.12''*36"*48" size(space for 5 no MCB) | set | 1
42.1.2 | 60 TP MCCB Siemens,Ge,Legrand or eqvt. for ingoing for sub panel board. | set | 1
42.1.3 | 20-30-40 TP MCB Siemens,Ge,Legrand or eqvt. for outgoing for sub panel board. | set | 5
42.1.4 | Voltmeter 0-500 v with selector switch | set | 1
42.1.5 | Indicator lamp with fuse. | set | 3
42.1.6 | Ammeter 0-500 A with selector switch | set | 1
42.1.7 | Selector switch | set | 1
42.1.8 | CT coil of suitable ratio | set | 3
42.1.9 | 16 A TP 25 KA MCB Siemens,Ge,Legrand or eqvt. for motor pump. | set | 1
43 | Earthing & Lighting Protection
43.1 | Earthing with cu plate size 65 cm x 65 cm x3.15 mm with G.N. 8 cu wire for earth continuity from panel board to earthing site all complete with necessary accessories: salt,coal,cu plate,HDEP polythene pipe etc) as per specification and instruction of site engineer. | Set | 3
43.2 | Supply , installation & testing of Air Termination Unit of 2m long solid copper rod of 16mm dia. to be mount on the roof of the building. | Set | 1
43.3 | Supply , installation & testing of 25mmx3mm copper strip from air termination unit to earth pit as per drawing,Specification and instruction of site engineer.Cost includes hook,gripes, screws,clamps and other accessories. | Rm. | 75
Sub Total of Electrical Works (D)
E | FURNITURE WORK
44 | CLASSROOM FURNITURE
44.1 | Student Desk (2 seater) (Symbol: D-01C):-Top Board: 19mm thick Plywood with 1mm Laminate top and 10mm pine wood edge lipping all around enamel painted; Foot Rest: 25x40x1.5mm MS Square Pipe; Frame: 25x25x1.5mm MS Square Pipe with book rack made of 16 gauge metal sheet;powder coated paint finish with rubber shoe, all complete. | No | 48
44.2 | Student Desk (3 seater) (Symbol: D-02C):-Top Board: 19mm thick Plywood with 1mm Laminate top and 10mm pine wood edge lipping all around, enamel painted; Foot Rest: 25x40x1.5mm MS Square Pipe; Frame: 25x25x1.5mm MS Square Pipe with book rack made of 16 gauge metal sheet; ;powder coated paint with rubber shoe, all complete. | No | 120
44.3 | Student Bench (2 seater) (Symbol: B-01C):-Top Board: 19mm thick Plywood with 1mm Laminate top and 10mm polished pine wood edge lipping all around, enamel painted; Foot Rest: 25x40x1.5mm MS Square Pipe; Frame: 25x25x1.5mm MS Square Pipe; ;powder coated paint with rubber shoe, all complete. | No | 48
44.4 | Student Bench (3 seater) (Symbol: B-02C):-Top Board: 19mm thick Plywood with 1mm Laminate top and 10mm polished pine wood edge lipping all around, enamel painted; Foot Rest: 25x40x1.5mm MS Square Pipe; Frame: 25x25x1.5mm MS Square Pipe; ;powder coated paint with rubber shoe, all complete. | No | 120
44.5 | ECD Student Desk (6 seater) (Symbol: D-03):-Top Board: 19mm thick Plywood with 1mm Laminate top and 10mm pine wood edge lipping all around, enamel painted;Support: 25mm thick Plywood with25x3mm strap support at the three corners; ;enamel paint with laminate finish with nylone shoe, all complete. | No | 3
44.6 | Teacher's Table (Symbol: T-01):-Top Board: 19mm thick Plywood with 1mm Laminate top and 10mm pine wood edge lipping all around enamel painted; Foot Rest: 25x40x1.5mm MS Square Pipe; Frame: 25x25x1.5mm MS Square Pipe; ;powder coated paint with rubber shoe, all complete. | No | 12
44.7 | Teacher's Chair (Symbol: C-01):-Seat with back rest; Metal frame, without arm rest, rubber shoe cap, ;powder coated paint finish, all complete | No | 12
44.8 | Soft Board (Symbol: F-01):-Front board: 12 mm soft board over 12mm plywood with fabric cover and enamel painted pine wood edging, including 2 hanging eye-hooks and stay; Support frame : 25x25x1mm MS Square Pipe powder coated paint finish, all complete. | No | 12
44.9 | White Board (Symbol: F-02):-Front board: 19 mm ply board with with 1mm white laminate gloss finish top cover and wood edging, including 3 eye hooks, stay and marker pad; Support frame : 25x25x1mm MS Square Pipe, powder coated paint all complete | No | 12
Sub Total of Furniture Works (E)
Sub Total For Secondary School Tulsipur Center, Tulsipur Sub-metropolitan City, Dang(I=B+C+D+E)=

## BOQ_Guru Gajur SS, Dang
Government of Nepal
Ministry of Education and Sports
Central Level Project Implementation Unit
SanoThimi, Bhaktapur, Nepal.
BILL OF QUANTITY
Project :- Construction of School Buildings in Ten Schools of Banke, Dang, Kapilvastu, Rupandehi, and Nawalparasi (East) district (having 2000+ students)
Contract Id No.: MoES/CLPIU/GoN/Works/2082-083/NCB-07
Location :- Banke, Dang, Kapilvastu, Rupandehi, and Nawalparasi (East)
A. The Rate quoted here under shall be inclusive of:
1.Supplying the Materials along with accessories and equipments to the site all complete.
2. Laying, fixing and erecting them in position all complete as per general practices,specifications and instructions of Site Engineer.
3.Tests and Maintenance up to the period specified in the agreement.
B. The Itemwise Rate should be quoted without VAT | [5 empty] | F/Y :- 2082/083
Item.No | Description | Unit | Total Quantity | Rate(NRs.) Excluding VAT |  | Total Amount | Remarks
|  |  |  | In figure | In Words
(iii) Shree Guru Jajur Secondary School, Tulsipur Sub-metropolitan City, Dang
B | CIVIL WORK
1 | GENERAL
1.1 | Providing and maintining site office of two rooms having total area 20 sq.m(approximately) for the use of client, consultant, contractor and visitors during the entire period of construction including office 4 number of chair, 2 number of table, lockable file cabinet etc. as per the given drawing.The site ofice to be located near the entrance of the construction area wherever possible. | Month | 18
1.2 | Barricating the construction area to maintain construction site safe and also constructing toilet and camp for labour during entire construction period as per site condition and as per instruction of Engineer. | Job | 1
1.3 | Making fitting & fixing project information and social/safeguard information board of approximately 4'x6' size written in plain sheet in tubular pipe frame all complete as per drawing, specification and instruction of Engineer. | No. | 2
1.4 | Making fitting & fixing classroom name plate all complete work as per drawing,specification and instruction of Engineer. | No. | 15
1.5 | Making fitting and fixing school name hoarding board at top of gate all complete work as per specification and instruction of Egineer. | Job | 1
1.6 | Health and Safety-Helmets,Gloves,Boot,Safety glasses/face shields,earplugs/ear muffs,First Aid tools,etc as required bythe contract clause and techical specification,the number of safety materials personel protection equipment(PPE) shall be minimum but not limited to 40 sets during construction period.Payment shall be made in prorata basis over the entire project duration. | LS | 1
1.7 | Photographic Records-Providing Photographs (digital) and color prints of all construction sites showing the major construction activities for inclusion in monthly periodic progress reports to the satisfaction of the Engineers(at least 10 photos of each construction site shall be included in each monthly photographic record). | No. | 18
2 | SITE CLEARANCE AND LAYOUT
2.1 | Clearing the site by removing the bushes, trees, concrete pavement and hard surface whatever at site up to its root depth including the layout work, marking the trench, construction of permanent reference points along each grid precisely in line and level and including construction of all necessary staff and labor facilities,provision of water and electricity for entire project period. | Sq.m | 735.21
3 | EARTHWORK IN EXCAVATION
3.1 | Excavation in foundations in all type of soils mannually for foundation, trenches, footing, pits etc. to the required depth including dewatering by manual or mechanical means etc. as per specifications with all contractor’s own machinery and equipment's, providing crossing of track, shoring, strutting, timbering and buttressing with appropriate materials and all such measures necessary to retain in position the sides of the foundation pit and including refilling the excavated material with watering, ramming, leveling the site and disposing off the surplus/unusable earth within 50m all complete as per drawings, specifications and instructions of the Engineer. | Cu.m | 938.45
4 | BACK FILLING & DISPOSAL OF EXCESS SOIL
4.1 | Back filling in foundation and sides of foundation with approved soil obtained from the excavation at site and stacked at site or brought from outside in layer not exceeding 15 cm thick (compacted thickness) including transportation of soil, spreading in required line and level, sprinkling water, ramming, compacting with mechanical rammers, testing, etc., all complete as per drawing, specification and instructions of the Engineer. | Cu.m | 814.16
4.2 | Disposing of excess excavated soil and debris coming out from the demolition of PCC, RCC, Masonry and plaster, etc out of school premises by 3 T capacity truck upto haulage distance of 2.5 Km as per instruction of site engineer. | Cu.m | 124.29
5 | FLAT BRICK SOLING
5.1 | Providing and laying flat brick soling in foundation,floors of building, steps and ramps including filling interstices with suitable quarry sand, watering, compacting using appropriate mechanical compaction means with all contractors materials, handling, placing etc. all complete as per drawings, specifications and instruction of the Engineer. The complete item including all lead & lift. | Sqm | 808.82
6 | SAND FILLING
6.1 | Filling sand in floor by sprinkling of water and compaction by labour including lead as per drawing specification and instruction of the Consultant/Engineer all complete. | Cu.m | 31.49
6.2 | Filling with Brick Bats from 15mm to 150mm brick bat size,water spraying and compaction including transportation all complete. | Cu.m | 35.46
7 | 500 MICRON POLYTHENE SHEET
7.1 | Supplying and laying 500 micron tear proof good quality polythene above the compacted brick soling. The overlaping of the sheet must be more than 230mm in all side to prevent moisture throught it. The cost should be inclusive of all material and labour cost, as per design drawing, specification and instruction of the Engineer, all complete. | Sq.m | 331.05
8 | BRICK/ STONE MASONRY WORKS
8.1 | BRICK MASONRY WORKS ( 1 : 6 CSM ) upto GF
8.1.1 | Providing and laying first class chimney fired brick one or more brick thick wall (230mm thick or more) (whatever be the size of brick, the thickness of one full brick wall shall be taken as 230mm) in cement mortar 1:6 (1 cement : 6 coarse sand) in building up to ground floor and other specified places in all heights and level including the cost of single or multi stage scaffolding, soaking bricks, curing, raking joints, provision for recesses, openings, toothing etc., all complete as per drawing, specifications and instructions of the Engineer. | Cu.m | 304.52
8.2 | BRICK MASONRY WORKS ( 1 : 6 CSM ) above GF
8.2.1 | Providing and laying first class local chimney made brick one or more brick thick wall (230mm thick or more) (whatever be the size of brick, the thickness of one full brick wall shall be taken as 230mm) in cement mortar 1:6 (1 cement : 6 coarse sand) in superstructure above ground floor in all heights and level including the cost of single or multi stage self standing scaffolding, soaking bricks, curing, raking joints, provision for recesses, openings, toothing etc., all complete as per drawing, specifications and instructions of the Engineer. | Cu.m | 114.46
8.3 | HALF BRICK WORKS ( 1 : 4 CSM )
8.3.1 | Providing and laying non-fairfaced half brick (115mm thick) work masonry in cement mortar 1:4 (1 cement:4 sand) in superstructure with approved first class fired bricks in perfect line & level, required size and shape at any height and level, including the cost of single or multi stage scaffolding, cleaning, soaking of the bricks, packing of the joints, raking joints, provision for recesses, openings, curing, providing 25x3mm GI Straps Fixed to columns at every 5th course of brick and 60mm width 14 gauge welded GI mesh anchored to GI strap, all complete as per design, drawing, specifications instructions of the Engineer. | Sq.m | 52.38
9 | CONCRETE WORKS
9.1 | P.C.C (1:3:6) Works
9.1.1 | Providing and laying machine mixed Plain Cement Concrete of nominal mix 1:3:6, (1 cement : 3 sand : 6 coarse aggregate ) M10 grade for leveling course in foundations and under floor of building, etc. in all level with broken stone aggregate of size not more than 25 mm of approved quality including formwork wherever necessary, dewatering, batching, mixing, transporting, placing, compacting, curing, including all lead and lift, etc. all complete as per drawings, specifications and the instructions of the Engineer. | Cu.m | 33.66
9.2 | P.C.C (1:2:4) Works
9.2.1 | Providing and laying machine mixed Plain Cement Concrete of nominal mix 1:2:4, (1 cement : 2 sand : 4 coarse aggregate ) M15 grade for leveling course in foundations and under floor of building, etc. in all level with broken stone aggregate of size not more than 25 mm of approved quality including formwork wherever necessary, dewatering, batching, mixing, transporting, placing, compacting, curing, including all lead and lift, etc. all complete as per drawings, specifications and the instructions of the Engineer. | Cu.m | 35.94
9.3 | P.C.C. FOR R.C.C. (1:1.5:3) WORKS
9.3.1 | Providing and laying in position machine mixed and machine vibrated cement concrete of mix 1:1.5:3 (1 cement:1.5 sand:3 coarse aggreagate) M20 grade for reinforced cement concrete work using approved cement with 20 mm graded machine crushed stone aggregate of approved quality in various locations and heights including transportation of concrete to site of placing, compaction, finished to required line and level, protection and curing, etc. all complete as per drawings, specifications and the instructions of the Engineer, but excluding the cost of centering, shuttering, and reinforcement all complete as per drawings, specifications and instructions of the Engineer(RCC work without Silica Cement Admixture) | Cu.m | 60.37
9.4 | P.C.C. FOR R.C.C. (1:1:2) WORKS
9.4.1 | Providing and laying in position machine mixed and machine vibrated cement concrete of mix 1:1:2 (1 cement:1 sand: 2 coarse aggreagate) M25 grade for reinforced cement concrete work using approved cement with 20 mm graded machine crushed stone aggregate of approved quality in various locations and heights including transportation of concrete to site of placing, compaction, finished to required line and level, protection and curing, etc. all complete as per drawings, specifications and the instructions of the Engineer, but excluding the cost of centering, shuttering, and reinforcement all complete as per drawings, specifications and instructions of the Engineer.(RCC work without Silica Cement Admixture.) | Cu.m | 378.38
10 | FORM WORKS
10.1 | Supplying and laying centering, shuttering of various pattern formworks with 19mm thick water proof ply wood & steel adjustable props for all kinds of RCC works for foundations, columns, shear walls, beams, slab, staircase, lintel, sill, pergola, including nails, propping scaffolding, staging, supporting and bracing in proper lines and level, sealing the joints with heavy duty brown self adhesive tape, aligning to line and levels including Ties, PVC Spacer, Providing openings/ cutouts/ pockets, applying De-shuttering chemical, De-shuttering as approved by the Engineer etc., complete at all levels as per drawing, specifications and instructions of the Engineer. | Sq.m | 2742.5
11 | STEEL REINFORCEMENT
11.1 | Providing and fixing in position Fe 500 steel reinforcement of various diameter confirming to relevant IS code in R.C.C. works including straightening, cutting, bending, binding with 20 SWG annealed wire for tying the reinforcement bars at each junctions (binding wire shall not be measured separately) including all waste and cut pieces, provision for adequate numbers of spacers, chairs, providing and placing cement mortar (1:1) cover blocks to keep the bars in intended position at all levels all complete as per drawings, specifications and instructions of the Engineer. (Authorized lap length and for the bar length exceeding 10 meter in length shall be measured for the payment). | Kg | 73295.16
12 | FLOORING AND FINISHING WORKS
12.1 | 38mm thick P.C.C. in (1:2:4) with cement punning (1:1) for flooring work with approved floor hardener (Dreitop FH,Mapetop,Fairtop,Sika Chapdur or equivalent floor hardener) with approved quality cement, sand & aggregare 12mm and down grade in perfect line and level finishing including mixing,laying curing all complete work as per specification | Sq.m | 662.71
12.2 | 50mm thick P.C.C. in (1:2:4) with cement punning (1:1) for flooring work with approved floor hardener (Dreitop FH,Mapetop,Fairtop,Sika Chapdur or equivalent floor hardener) with approved quality cement, sand & aggregare 12mm and down grade in perfect line and level finishing including mixing,laying curing all complete work as per specification | Sq.m | 307.76
12.3 | KOTA STONE WORK
12.3.1 | Supplying and laying of 20 mm thick Kota stone flooring work in cement sand 1:4 mortar in perfect line and level finishing including polishing and finishing work all complete as per drawing,specification and instruction of site engineer. | Sq.m | 401.68
12.3.2 | Kota stone nosing work in staircase riser all complete. | Rm | 269.7
12.3.3 | Supplying and laying 100mm height, 20mm thick Kota stone skirting work in 1:4 C/S mortar in line and level all complete as per drawing,specification and instruction of site engineer.. | Rm | 226.65
12.4 | Providing and laying of 3mm thick cement and sand punning in 1:1 cement sand ratio on floors, dado etc. including claening , watering in surface and rubbing with steel trowel for hard and smooth syrface and curing all complete as per drawing, specification and instructions of the Engineer. | Sq.m | 430.73
12.5 | Providing and laying 6mm porcelain glazed tiles on walls and floor of approved colored laid with cement sand mortar(1:4) finished with white cement including polishing all complete as per specification and instruction of site engineer
12.5.1 | On wall | Sq.m | 125.33
12.5.2 | On floor | Sq.m | 27.76
13 | PLASTERING WORKS
13.1 | 12.5mm. Th. Cement sand plaster (1:3) work on ceiling surfaces of good finish in perfect line level and plumb including grooving in plaster wherever shown in drawings including chiselling racking the joints, wetting the surface and curing the work all complete as per specification and instruction of the consultant/engineer all complete | Sq.m | 1351.27
13.2 | 20mm. Th. Cement sand plaster (1:4) work on buiding inner wall surface of good finish in perfect line level and plumb including grooving in plaster wherever shown in drawings including chiselling racking the joints, wetting the surface and curing the work all complete as per specification and instruction of the consultant/engineer all complete | Sq.m | 1471.06
13.3 | 12.50mm. Th. Cement sand plaster (1:4)work on building outer wall surfaces of good finish in perfect line level and plumb including grooving in plaster wherever shown in drawings including chiselling racking the joints, wetting the surface and curing the work all complete as per specification and instruction of the consultant/engineer all complete | Sq.m | 1095.66
13.4 | 20mm. Th. Cement sand plaster (1:4)work on floor (Riser,tread,drain, apron,manhole,septic tank,inner wall and floor of water tank))with approved floor hardener (Dreitop FH,Mapetop,Fairtop,Sika Chapdur or equivalent floor hardener) of good finish in perfect line level including grooving in plaster wherever shown in drawings including chiselling racking the joints, wetting the surface and curing the work all complete as per specification and instruction of the consultant/engineer all complete | Sq.m | 236.44
13.5 | 3/4X1.5" thick pani patti in cement sand mortar(1:3) in cantiliver portion of slab in perfect line and level racking the joints, wetting the surface and curing the work all complete as per specification an.d construction of the consultant/engineer all complete | Rm | 366.51
13.6 | Providing and fixing chicken wire mesh at joint of beam,column and wall before plastering the surface as per specification and instruction of the consultant/engineer all complete. | Sqm | 434.41
13.7 | CEMENT SKIRTING
13.7.1 | Providing, laying and curing 100 mm height and 18 mm thick Cement Plaster Skirting with C.M. 1:3 (1 Cement :3 Coarse sand), on perfect line & level, finished with a floating coat of neat cement including rounding of junctions and slanted finish at top in 45 degree, as per design, specification and instruction of the Engineer, all complete. | Rm | 409.25
14 | DOORS AND WINDOWS
14.1 | POWDER COATED DOOR
14.1.1 | Providing and fixing in position in required line and level folded (machine folded rolled forming) Steel door frame of size shown in drawings manufacture from iron sheet of 1.60 mm thick having width 230mm with 4" ss premium hinges, jamb, lock jamb, head and hot phosphating pure polyster(PP) powder coated, welded on rigidly fixed together by mechanical means, adjustable lugs with split end tail to each jamb including steel butt hinges with mortar guards, reinforcing to door hardware, strike-plate, as requiredall complete as per drawings, specification and instruction of the Engineer.Providing, fabrication and installation in position 25 mm thick door shutter made with 25mm x 40mm x 1.5mm MS rectangle pipe fabricate to required size and shape stiles and mullions, infill panel filled with 1mm thick x 100mm wide strip MS sheet in required shape and size with stiffening strips including the required numbers and sizes hardware like hinges, tower-bolts, handles, aldrops with pad-lock,applying nine tank processing hot phosphating pure polyster(PP) powder coated, welded on rigidly fixed together by mechanical means, adjustable lugs with split end tail to each jamb including steel bush hinges with mortar guards, reinforcing to door hardware, strike-plate as requiredall complete as per drawings, specification and instruction of the Engineer(Door without ventilation) | Sq.m | 87.5
14.2 | POWDER COATED WINDOW
14.2.1 | Providing and fixing in position in required line and level folded (machine folded rolled forming) Steel window frame of size shown in drawings manufacture from iron sheet of 1.60 mm thick having width 230mm with 4" ss premium hinges, jamb, lock jamb, head and hot phosphating pure polyster(PP) powder coated, welded on rigidly fixed together by mechanical means, adjustable lugs with split end tail to each jamb including steel butt hinges with mortar guards, reinforcing to window hardware, strike-plate, as requiredall complete as per drawings, specification and instruction of the Engineer.Providing, fabrication and installation in position 28.8mm thick window shutter made by using 1mm thick 190mm wide sheet folded styles and mullions with 5mm thick glass panel at top and infill pannel filled with 1mm thick x 100mm wide strip MS sheet in required shape and size with stiffening strips including the required numbers and sizes hardware like hinges, tower-bolts, handles, aldrops with pad-lock,applying nine tank processing hot phosphating pure polyster(PP) powder coated, welded on rigidly fixed together by mechanical means, adjustable lugs with split end tail to each jamb including steel butt hinges with mortar guards, reinforcing to door hardware, strike-plate as requiredall complete as per drawings, specification and instruction of the Engineer.Also providing,fabrication and installation og MS grill made with 8mm X 8mm solid core square rod grill with Powder coated finishing or better quality all complete as per the instruction of site engineer(Window with two shutters and middle fixed portion(glass panel at upper part and metal sheet at lower part)) | Sq.m | 111.6
14.2.2 | Providing and fixing in position in required line and level folded (machine folded rolled forming) Steel window frame of size shown in drawings manufacture from iron sheet of 1.60 mm thick having width 230mm with 4" ss premium hinges, jamb, lock jamb, head and hot phosphating pure polyster(PP) powder coated, welded on rigidly fixed together by mechanical means, adjustable lugs with split end tail to each jamb including steel butt hinges with mortar guards, reinforcing to window hardware, strike-plate, as requiredall complete as per drawings, specification and instruction of the Engineer.Providing, fabrication and installation in position 28.8mm thick window shutter made by using 1mm thick 190mm wide sheet folded styles and mullions with 5mm thick glass panel at top and infill pannel filled with 1mm thick x 100mm wide strip MS sheet in required shape and size with stiffening strips including the required numbers and sizes hardware like hinges, tower-bolts, handles, aldrops with pad-lock,applying nine tank processing hot phosphating pure polyster(PP) powder coated, welded on rigidly fixed together by mechanical means, adjustable lugs with split end tail to each jamb including steel butt hinges with mortar guards, reinforcing to door hardware, strike-plate as requiredall complete as per drawings, specification and instruction of the Engineer.Also providing,fabrication and installation og MS grill made with 8mm X 8mm solid core square rod grill with Powder coated finishing or better quality all complete as per the instruction of site engineer(Window and ventilation with fixed glass) | Sq.m | 7.65
15 | PAINT WORKS
15.1 | PLASTIC EMULSION PAINT
15.1.1 | Providing and applying two or more coats of plastic emulsion paint of approved manufacturer and shade over a coat of alkali resistant cement primer of approved manufacturer as per manufacturer's specifications to the surface of wall, ceiling, beams columns, canopies, staircase, lobbies etc., all complete as per drawings, specifications and instruction. The rates shall include for scraping, washing the surface with water, surface preparation, scaffolding etc., all complete as per the manufacturer's recommendations and as approved by the Engineer. | Sq.m | 1938.86
15.2 | EXTERIOR WEATHER PAINT
15.2.1 | Painting on Exterior Wall surface with two coats of weather coat (Must be ISO 9001 : 2000 certified company) of approved color and shade over one coat of primer to give uniform coloring and quality floss finish after proper surface preparation, all complete as per drawing, specification and instruction of the Engineer, all complete. | Sq.m | 1779.97
15.3 | ENAMEL PAINT
15.3.1 | Two coats of ready made Enamel paints of approved colour over one coats of primer painting over properly sanded wooden surface and MS pipe railing all complete as per specification and instruction of the engineer. | Sq.m | 441.47
15.4 | Wall Putty work in inner wall surface and room ceiling
15.4.1 | Supplying and painting two coat of wall putty of approved quality on inner wall and ceiling of building over porperly cleaned surface all complete as per specification and instruction. | Sq.m | 2599.1
16 | RAILING WORK
16.1 | Staircase railing work with 50mm dia Mild steel pipe of medium class as hand railing with 50mm dia Mild steel pipe as vertical post at 2m spacing and three layers of 25mm dia Mild steel pipe of medium class between hand rail and ground on height 750 to 900 mm all complete as per design drawing & specification & instructon site incharge.(Staircase railing work) | Kg | 381.86
16.2 | Veranda Railing Work
16.2.1 | Fitting and fixing of railing on veranda,over parapet wall with 65mm dia Mild steel pipe of medium class as hand railing and vertical post, two layers of 50mm dia medium class MS pipe as horizontal members with 25mm dia Mild steel pipe of medium class as vertical members all complete as per drawing, instruction and specification. | Kg | 4324.4
16.2.2 | Supplying,fitting and fixing Mild Steel plates for parapet railing work as per drawing, specification and instruction of the engineer . | Kg | 256.95
16.2.3 | Supplying,fitting and fixing anchor bolts for parapet railing work as per drawing, specification and instruction of the engineer . | Kg | 76.95
16.2.4 | Fitting and fixing of railing for ramp with 50mm dia MS pipe of medium class on hand railing with 50mm dia MS pipe of medium class as vertical post with one horizontal line 50mm dia MS pipe all complete as per drawing, instruction & specification. | Kg | 330.81
17 | COLLAPSIBLE GATE
17.1 | Supplying and fixing in position local made collapsible gate of approved size and make properly fabricated with vertical double channels 20 x 10 x 2mm at 100mm centers and braced with M.S. flat diagonal 20 x 5mm, with top and bottom rails of T iron 40 x 40 x 6mm with 38mm dia steel pulleys complete with bolts nuts locking arrangements steppers handles including red oxide primer coat,two coat enamel paint and necessary fittings as per drawing, specification and direction of the engineer. | Sqm | 9.8
18 | SPIRAL STAIRCASE
18.1 | Fabricating,supplying & fixing of spiral staircase with 4"-6" black pipe post medium class, 20mm square pipe railing , 32mm handrail, width of staircase 90cm including red oxide primer coat and necessary fittings as per drawing, specification and direction of the engineer. | Rm | 3.6
19 | WATER PROOFING TREATMENT
19.1 | Elastocrete cementitious elastometric water proofing coating 2 components capacity per kg 6 sq.ft 2 coat including supply and applying all complete work as per drawing, specification and direction of the engineer . | Sqm | 307.76
20 | WATER TANK STAND
20.1 | Supplying,fitting and fixing MS square pipe and angle fabrication with primer paint all complete as per drawing,specification and instruction of site engineer. | Kg | 420.9
21 | TUFF PAVER (CONCRETE BLOCK)
21.1 | Providing and laying 60mm thick tuff paver cement concrete (Interlocking Block) over 50mm thick sand bed in footpath including excavation, sand bedding etc. all complete as per drawings, specifications and the instructions of the Engineer. | Sq.m | 45
21.2 | BLACK PIPE FOR INCINERATOR Supplying fitting and fixing MS circular/square pipe(medium size) with necessary base plates along with primer paint all complete as per drawing specification and instruction of site engineer | Kg | 41.83
22 | Metal Grating for Appron
22.1 | supplying, fitting & fixing 25*25*5mm angle on edges, 20*5mm iron flat at 50mm c/c spacing with all necessary hardware and fittings all complete as per drawing, instruction and specification. | Kg | 1093.41
23 | Site Clearance Work
23.1 | Site clearance work before starting the work and after completion of work including disposing of unused materials away from site and proper levelling all complete as per instruction of site technician. | LS | 1
| Civil work+Micellaneous Items Sub Total (B) Rs | [6 empty] | #REF!
C | SANITARY WORK
24 | Supplying and Fixing White glazed porcelain clay One Piece commode with 'P ' & 'S ' trap and slow falling seat cover complete set.(Hindware, Paryware, Somany, cera or eqv.)
24.1 | White glazed porcelain clay One Piece commode with 'P ' & 'S ' trap and slow falling seat cover.(Hindware, Paryware, Somany, cera or eqv.) all complete set. | set | 1
25 | Supplying and Fixing White glazed earthenware Indian pattern Orissa Pan with low level porcelain clay flushing cistern ,trap,pipe connector with complete accessories including bracket, flushing pipe,pipe connector etc. all complete set(Hindware,parryware or equivalent).
25.1 | 580 mm size Porcelain clay white glazed Orissa pan with low level glazed cistern complete set (Hindware, Parryware, Classica, bolan or equivalent.) | set | 6
26 | Supplying and fixing White glaze Porcelian clay wash basin/ Oval 50*40 cm with brackets 32mm dia p trap, 32mm CP waste coupling CP chain and rubber plug, 15mm*450mm long c.p. pipe connector etc all complete. (Sanitaryware: Hindware, Parrywareor equivalent). Valve:- jaquar, ark, Ess Ess or equivalent)
26.1 | Indian pattern Porcelain clay white glaze Oval Wash Basin 50x40cm with mixer (jaquar,parryware,or equ. All complete set | set | 2
27 | Small Flat back White glazed squatting plate urinal set(45x35)cm all complete set | Set | 2
28 | Supplying and Fixing Indian pattern C.P. valves with wall flange Including c.p. nipple all complete set.
28.1 | 15mm CP Bib Cock | No | 9
28.2 | 15mm stainless steel bib cock | No | 6
28.3 | 15mm Auto closing bib cock with aerator | No | 6
28.4 | Urinal spreader | No | 6
28.5 | C.P. 15mm dia Angle valve. | No | 4
28.6 | 15mm Stainless Steel two way angle valve | No | 3
28.7 | 15mm C.P commode spray with 1.2 m. long flexible pipe. | No | 1
29 | Supplying and fixing Indian pattern bathroom accessories all complete set
29.1 | CP Toilet Paper Holder heavy | No | 1
29.2 | PVC Floor Trap 11*7.5cm (4"*2.5") | No | 10
29.3 | 32 mm Pvc bottle trap with 32mm Dia CP waste coupling with CP chain and rubber plug etc | No. | 2
29.4 | 1.5x45cm(1/2"x18") pipe connector | No. | 2
29.5 | Grab bar European standard | No | 4
29.6 | CHROME PLATE SOAP DISH. | Set | 6
29.7 | Stainless steel towel rod 1.5*45cm (1/2"*18") | Set | 3
29.8 | Looking mirror Modi guard 450*600mm (18"*24") | No | 6
29.9 | Foldable Hinge | No | 1
29.1 | 5 kg fire extingusher ABC type Minimax, all complete set eversafe or equivalent . | No | 3
30 | WATER SUPPLY INSTALLATION
30.1 | Supplying and fixing CPVC:- Chlorinated Poly Vinyl Chloride pipe (hot and cold). Or equivalent with CPVC fittings/ specials(Tees, elbows, Unions etc) clamps (m.s. plate with nut and bolt with hexagonal screws for clamp in ceiling,wall), nails, including jointing materials, installation of pipes and specials including making holes on walls or floor and repairing the sams to its original finish, all complete set as per specification and instruction. Pipes to be installed on trenches or walls or floor or duct as per drawings, specifications and instructions, cleaning of the system, testing and ready for operation. The rate shall include for all labour and materials required. The measurement shall be done for running metres, fittings etc not payable separately.
30.1.1 | 15 mm CPVC (Chrorinated Polyvinyl Chloride) Pipe SDR 11 CTS. 28.1kg/cm2 (flowguard or ISI Standard.) | Rm | 60
30.1.2 | 20 mm CPVC (Chrorinated Polyvinyl Chloride) Pipe SDR 11 CTS. 28.1kg/cm2 (flowguard or ISI Standard.) | Rm | 60
30.1.3 | 25 mm CPVC (Chrorinated Polyvinyl Chloride) Pipe SDR 11 CTS. 28.1kg/cm2 (flowguard or ISI Standard.) | Rm | 50
30.1.4 | 32 mm CPVC (Chrorinated Polyvinyl Chloride) Pipe SDR 11 CTS. 28.1kg/cm2 (flowguard or ISI Standard.) | Rm | 40
30.1.5 | 40 mm CPVC (Chrorinated Polyvinyl Chloride) Pipe SDR 11 CTS. 28.1kg/cm2 (flowguard or ISI Standard.) | Rm | 50
31 | Supplying and fixing CPVC:- Chlorinated Poly Vinyl Chloride valve including jointing materials all complete set as per specification and instruction.
31.1 | 15 mm dia CPVC Ball Valve, CTS Socket all complete | No | 5
31.2 | 20 mm dia CPVC Ball Valve, CTS Socket all complete | No | 5
31.3 | 25 mm dia CPVC Ball Valve, CTS Socket all complete | No | 5
31.4 | 32 mm dia CPVC Ball Valve, CTS Socket all complete | No | 5
31.5 | 40 mm dia CPVC Ball Valve, CTS Socket all complete | No | 5
31.6 | G.M. 40mm gate valve | No | 2
32 | Supplying and fixing stainless steel roof water tank with cover including drain hole, inlet, outlet, over flow etc. all complete set.
32.1 | 1000 ltr. Stainless steel water tank (304 grade steel) fitting with all complete. | No | 1
32.2 | 2000 ltr. Stainless steel water tank (304 grade steel) fitting with all complete. | No | 2
33 | SEWER, RAIN AND WASTE WATER INSTALLATION
33.1 | Supplying and fixing UPVC pipe( Soil, Waste, Rain) pipes with all necessary ring gaskets, PVC fittings, including MS clamps, hangers, cutting, jointing, sealing, installation of pipes and specials including making holes and cutting grooves on walls or floor and repairing the same to its original finish. Pipes to be installed on trenches or walls or floor or duct as per drawings specifications (Panchakanya, Prince, Supreme), manufacturer's recommendations, instructions, cleaning of the system, testing and ready for operation. The rate shall include for all labour and materials required. The measurement shall be done for running metres, fittings etc not payable separately.
33.1.2 | 50mm PVC pipe of 6 kg/cm2 | Rm | 25
33.1.2 | 75mm PVC pipe of 6 kg/cm2 | Rm | 45
33.1.3 | 110mm PVC pipe of 6 kg/cm2 | Rm | 112
34 | Supplying and Fixing UPVC specials with O ring rubber washer, Pvc liquid(Solvent cement), Pvc cream, all complete set as per specification and instruction. ( Panchakanya, Prince, Supreme)
34.1 | 50mm dia UPVC 90 degree bend | No | 8
34.2 | 50mm dia UPVC 45 degree bend | No | 2
34.3 | 75mm dia UPVC 45 degree bend | No | 8
34.4 | 75 mm dia UPVC vent cowl | No | 2
34.5 | 75 mm dia UPVC Y-Brance | No | 5
34.6 | 75 mm dia pipe clip. | No | 15
34.7 | 110 mm Bend 45 degree bend | No | 10
34.8 | 75 mm dia UPVC plain/door Tee. | No | 5
34.9 | 75 mm dia UPVC 90 degree bend | No | 5
34.1 | 110 mm dia UPVC vent cowl | No | 2
34.11 | 110 mm dia UPVC plain door Tee | No | 5
34.12 | 110 mm dia UPVC 90 degrees bend | No | 17
34.13 | 110 mm dia Y-Brance | No | 8
34.14 | 110 mm dia UPVC pipe clip. | No | 52
34.15 | 75*75 mm dia PVC p-trap | No | 4
34.16 | 110*110 mm dia. PVC p-trap | No | 12
35 | Supplying and fixing HDPE pipe of PN6 (Soil, Waste) pipes with all necessary fittings, including cutting, jointing, sealing, installation of pipes and specials including making holes and cutting grooves on walls or floor and repairing the same to its original finish. Pipes to be installed on trenches or walls or floor or duct as per drawings specifications (Panchakanya, Prince, Supreme or equivalent), manufacturer's recommendations, instructions, cleaning of the system, testing and ready for operation. the material should confirm to PE100. The rate shall include for all labour and materials required. The measurement shall be done for running metres, fittings etc not payable separately.
35.1 | 160mm HDP PIPE WITH FITTING | Rm | 40
35.2 | 200mm HDP PIPE WITH FITTING | Rm | 40
36 | WATER TRANSFER PUMP
36.1 | Supplying and fixing Electric motor pump single or three phase with base, nut and bolts all complete set (Kirloskar, Compton, Servo or eqvt)
36.1.1 | 2 HP Electric motor water pump multi stage coupled pump (crompton). | Set | 2
36.1.2 | Pressure sensor switch for pump auto switch with all complete set. (Italian or eqv) | Set | 1
36.1.3 | CI Tank cover 24"*24" (50 kg) Square (Locking type) | No | 5
36.1.4 | CI cover 22"*22" (20 kg )medium Duty | No | 8
Sanitary work sub Total (C) Rs
D | ELECTRICAL WORK
37 | Panel & Distribution Boards
37.1 | Distribution board
37.1.1 | Distribution board 12 way SPN made of mild steel sheet double cover lockable Geco or eqvt. Flush type etc all complete | Set | 3
37.1.2 | Distribution board 6 way SPN made of mild steel sheet double cover lockable Geco or eqvt. Flush type etc all complete | Set | 1
37.1.3 | 6-32 Amps SP MCB Geco, North west, ISI or eqvt. For light and power supply | Nos | 34
37.1.4 | 6-32 Amps DP MCB Siemens, Geco,Legrend or eqvt. For main | Nos | 4
38 | Mains,Sub-Mains,Cables & Wires
38.1 | (2*6+1*1.5) sq.mm multistrand flexible cu wire for main in 3/4" HDPE polythene pipe from sub DB to DB etc, all complete | Rm | 100
38.2 | 10 sq.mm 4 core armoured copper cable for main panel board to DB,through Polythene pipe etc, all complete | Rm | 20
38.3 | 16 sq.mm 4 core armoured copper cable for NEA line to Main panel board,through Polythene pipe etc, all complete | Rm | 30
39 | CIRCUIT CUM POINT WIRING
39.1 | General Service Light/Fan/Exhaust Fan/ Call bell Point Wiring
39.1.1 | Supply,installation,testing and commissioning of light point /fan point wiring from DB to various points with 2.5 sqmm multistrand flexible cu wire through 1/2" internal dia HDPE conduit concealed via junction box and switch as per drawing and specification including cost of circular box and junction box and switch. Notes : 1) Average lenght per point = 12.5m Approximately | Point | 158
39.2 | Power Socket Point Wiring
39.2.1 | Supply and installation of 16A universal power socket point wiring with 2*4+1*1.5 sq mm multistraned copper wires through pvc listy or 3/4" internal dia HDPE conduit concealed from DB to various points, junction box as per drawing and specification. [Note : Average lenght per point = 12.5 m Approximately ] | Point | 36
40 | Switch Socket Outlets
40.1 | Supply,installation,interconnection,testing and commissioning of following type of switch socket including GI/PVC box,pvc listy to be installed in specified location and height all complete.
40.1.1 | 1 gang 1 way switch or North west type eqvt.etc all complete. | Nos | 4
40.1.2 | 1 gang 2 way switch or North west type eqvt.etc all complete. | Nos | 5
40.1.3 | 2 gang 1 way switch or North west type eqvt.etc all complete. | Nos | 11
40.1.4 | 3 gang 1 way switch or North west type eqvt.etc all complete. | Nos | 2
40.1.5 | 4 gang 1 way switch or North west type eqvt.etc all complete. | Nos | 3
40.1.6 | 6 gang 1 way switch or North west type eqvt.etc all complete. | Nos | 19
40.1.7 | 16/6 Amps combined S/socket flush type north west type or eqvt | Nos | 36
40.1.8 | Dimmer Single 750 Watt F fan regulator | Set | 48
41 | Light Fixtures/ Fan and Accessories
41.1 | Supply, storing,assembling,installation,testing and commissioning of wall/ceiling , surface/recessed,suspended types CFL/LED lighting fixtures including lamp,power factor improvement capacitor,electronics ballast, controle gear, LED driver etc
41.1.1 | 1'x1' 24W finished surface type LED panel light Wipro/Fiam/Philips or equivalent with Cover | Set | 48
41.1.2 | 12W finished surface type LED panel light round/square Wipro/Fiam/Philips or equivalent. | Set | 56
41.1.3 | Electrical bell musical type. | Set | 1
41.2 | Supply, installation,interconnection,testing and commisioning and putting into operation of following size of sweep ceiling/exhaust fans as per drawing specification including the adjustment hanging rod and louvers for exhaust fan as required.
41.2.1 | 48'' ceiling fan Almonard/Bajaj or eqvt.etc all complete. | Set | 48
41.2.2 | 9"exhaust fan Almonard /Bajaj or eqvt.etc all complete. | Set | 10
42 | Main Distribution panels
42.1 | Supply Installation and testing of main control panel out door ,wall mounting type, dust and vermin proof made of 16 SWG mild steel sheet cubical with type, dust and vermin proof made of 16 SWG mild steel sheet cubical with double cover and locking arrangement as per drawing, specification and instruction with following
42.1.1 | 60/100 Main Panel board made of mild steel sheet double cover floor mount suitable color push type lock suitable size for housing the following items, all complete.12''*36"*48" size(space for 5 no MCB) | set | 1
42.1.2 | 60 TP MCCB Siemens,Ge,Legrand or eqvt. for ingoing for sub panel board. | set | 1
42.1.3 | 20-30-40 TP MCB Siemens,Ge,Legrand or eqvt. for outgoing for sub panel board. | set | 5
42.1.4 | Voltmeter 0-500 v with selector switch | set | 1
42.1.5 | Indicator lamp with fuse. | set | 3
42.1.6 | Ammeter 0-500 A with selector switch | set | 1
42.1.7 | Selector switch | set | 1
42.1.8 | CT coil of suitable ratio | set | 3
42.1.9 | 16 A TP 25 KA MCB Siemens,Ge,Legrand or eqvt. for motor pump. | set | 1
43 | Earthing & Lighting Protection
43.1 | Earthing with cu plate size 65 cm x 65 cm x3.15 mm with G.N. 8 cu wire for earth continuity from panel board to earthing site all complete with necessary accessories: salt,coal,cu plate,HDEP polythene pipe etc) as per specification and instruction of site engineer. | Set | 3
43.2 | Supply , installation & testing of Air Termination Unit of 2m long solid copper rod of 16mm dia. to be mount on the roof of the building. | Set | 1
43.3 | Supply , installation & testing of 25mmx3mm copper strip from air termination unit to earth pit as per drawing,Specification and instruction of site engineer.Cost includes hook,gripes, screws,clamps and other accessories. | Rm. | 75
Sub Total of Electrical Works (D)
E | FURNITURE WORK
44 | CLASSROOM FURNITURE
44.1 | Student Desk (2 seater) (Symbol: D-01C):-Top Board: 19mm thick Plywood with 1mm Laminate top and 10mm pine wood edge lipping all around enamel painted; Foot Rest: 25x40x1.5mm MS Square Pipe; Frame: 25x25x1.5mm MS Square Pipe with book rack made of 16 gauge metal sheet;powder coated paint finish with rubber shoe, all complete. | No | 48
44.2 | Student Desk (3 seater) (Symbol: D-02C):-Top Board: 19mm thick Plywood with 1mm Laminate top and 10mm pine wood edge lipping all around, enamel painted; Foot Rest: 25x40x1.5mm MS Square Pipe; Frame: 25x25x1.5mm MS Square Pipe with book rack made of 16 gauge metal sheet; ;powder coated paint with rubber shoe, all complete. | No | 120
44.3 | Student Bench (2 seater) (Symbol: B-01C):-Top Board: 19mm thick Plywood with 1mm Laminate top and 10mm polished pine wood edge lipping all around, enamel painted; Foot Rest: 25x40x1.5mm MS Square Pipe; Frame: 25x25x1.5mm MS Square Pipe; ;powder coated paint with rubber shoe, all complete. | No | 48
44.4 | Student Bench (3 seater) (Symbol: B-02C):-Top Board: 19mm thick Plywood with 1mm Laminate top and 10mm polished pine wood edge lipping all around, enamel painted; Foot Rest: 25x40x1.5mm MS Square Pipe; Frame: 25x25x1.5mm MS Square Pipe; ;powder coated paint with rubber shoe, all complete. | No | 120
44.5 | ECD Student Desk (6 seater) (Symbol: D-03):-Top Board: 19mm thick Plywood with 1mm Laminate top and 10mm pine wood edge lipping all around, enamel painted;Support: 25mm thick Plywood with25x3mm strap support at the three corners; ;enamel paint with laminate finish with nylone shoe, all complete. | No | 3
44.6 | Teacher's Table (Symbol: T-01):-Top Board: 19mm thick Plywood with 1mm Laminate top and 10mm pine wood edge lipping all around enamel painted; Foot Rest: 25x40x1.5mm MS Square Pipe; Frame: 25x25x1.5mm MS Square Pipe; ;powder coated paint with rubber shoe, all complete. | No | 12
44.7 | Teacher's Chair (Symbol: C-01):-Seat with back rest; Metal frame, without arm rest, rubber shoe cap, ;powder coated paint finish, all complete | No | 12
44.8 | Soft Board (Symbol: F-01):-Front board: 12 mm soft board over 12mm plywood with fabric cover and enamel painted pine wood edging, including 2 hanging eye-hooks and stay; Support frame : 25x25x1mm MS Square Pipe powder coated paint finish, all complete. | No | 12
44.9 | White Board (Symbol: F-02):-Front board: 19 mm ply board with with 1mm white laminate gloss finish top cover and wood edging, including 3 eye hooks, stay and marker pad; Support frame : 25x25x1mm MS Square Pipe, powder coated paint all complete | No | 12
Sub Total of Furniture Works (E)
Sub Total For Shree Guru Jajur Secondary School, Ghorahi Sub-metropolitan City, Banke (I=B+C+D+E)=

## BOQ_SiddhaRatna SS, Dang
Government of Nepal
Ministry of Education and Sports
Central Level Project Implementation Unit
SanoThimi, Bhaktapur, Nepal.
BILL OF QUANTITY
Project :- Construction of School Buildings in Ten Schools of Banke, Dang, Kapilvastu, Rupandehi, and Nawalparasi (East) district (having 2000+ students)
Contract Id No.: MoES/CLPIU/GoN/Works/2082-083/NCB-07
Location :- Banke, Dang, Kapilvastu, Rupandehi, and Nawalparasi (East)
A. The Rate quoted here under shall be inclusive of:
1.Supplying the Materials along with accessories and equipments to the site all complete.
2. Laying, fixing and erecting them in position all complete as per general practices,specifications and instructions of Site Engineer.
3.Tests and Maintenance up to the period specified in the agreement.
B. The Itemwise Rate should be quoted without VAT | [5 empty] | F/Y :- 2082/083
Item.No | Description | Unit | Total Quantity | Rate(NRs.) Excluding VAT |  | Total Amount | Remarks
|  |  |  | In figure | In Words
(iv) Shree Siddha Ratna Secondary School, Ghorahi Sub-metropolitan City, Dang
B | CIVIL WORK
1 | GENERAL
1.1 | Providing and maintining site office of two rooms having total area 20 sq.m(approximately) for the use of client, consultant, contractor and visitors during the entire period of construction including office 4 number of chair, 2 number of table, lockable file cabinet etc. as per the given drawing.The site ofice to be located near the entrance of the construction area wherever possible. | Month | 18
1.2 | Barricating the construction area to maintain construction site safe and also constructing toilet and camp for labour during entire construction period as per site condition and as per instruction of Engineer. | Job | 1
1.3 | Making fitting & fixing project information and social/safeguard information board of approximately 4'x6' size written in plain sheet in tubular pipe frame all complete as per drawing, specification and instruction of Engineer. | No. | 2
1.4 | Making fitting & fixing classroom name plate all complete work as per drawing,specification and instruction of Engineer. | No. | 15
1.5 | Making fitting and fixing school name hoarding board at top of gate all complete work as per specification and instruction of Egineer. | Job | 1
1.6 | Health and Safety-Helmets,Gloves,Boot,Safety glasses/face shields,earplugs/ear muffs,First Aid tools,etc as required bythe contract clause and techical specification,the number of safety materials personel protection equipment(PPE) shall be minimum but not limited to 40 sets during construction period.Payment shall be made in prorata basis over the entire project duration. | LS | 1
1.7 | Photographic Records-Providing Photographs (digital) and color prints of all construction sites showing the major construction activities for inclusion in monthly periodic progress reports to the satisfaction of the Engineers(at least 10 photos of each construction site shall be included in each monthly photographic record). | No. | 18
2 | SITE CLEARANCE AND LAYOUT
2.1 | Clearing the site by removing the bushes, trees, concrete pavement and hard surface whatever at site up to its root depth including the layout work, marking the trench, construction of permanent reference points along each grid precisely in line and level and including construction of all necessary staff and labor facilities,provision of water and electricity for entire project period. | Sq.m | 735.21
3 | EARTHWORK IN EXCAVATION
3.1 | Excavation in foundations in all type of soils mannually for foundation, trenches, footing, pits etc. to the required depth including dewatering by manual or mechanical means etc. as per specifications with all contractor’s own machinery and equipment's, providing crossing of track, shoring, strutting, timbering and buttressing with appropriate materials and all such measures necessary to retain in position the sides of the foundation pit and including refilling the excavated material with watering, ramming, leveling the site and disposing off the surplus/unusable earth within 50m all complete as per drawings, specifications and instructions of the Engineer. | Cu.m | 938.45
4 | BACK FILLING & DISPOSAL OF EXCESS SOIL
4.1 | Back filling in foundation and sides of foundation with approved soil obtained from the excavation at site and stacked at site or brought from outside in layer not exceeding 15 cm thick (compacted thickness) including transportation of soil, spreading in required line and level, sprinkling water, ramming, compacting with mechanical rammers, testing, etc., all complete as per drawing, specification and instructions of the Engineer. | Cu.m | 814.16
4.2 | Disposing of excess excavated soil and debris coming out from the demolition of PCC, RCC, Masonry and plaster, etc out of school premises by 3 T capacity truck upto haulage distance of 2.5 Km as per instruction of site engineer. | Cu.m | 124.29
5 | FLAT BRICK SOLING
5.1 | Providing and laying flat brick soling in foundation,floors of building, steps and ramps including filling interstices with suitable quarry sand, watering, compacting using appropriate mechanical compaction means with all contractors materials, handling, placing etc. all complete as per drawings, specifications and instruction of the Engineer. The complete item including all lead & lift. | Sqm | 808.82
6 | SAND FILLING
6.1 | Filling sand in floor by sprinkling of water and compaction by labour including lead as per drawing specification and instruction of the Consultant/Engineer all complete. | Cu.m | 31.49
6.2 | Filling with Brick Bats from 15mm to 150mm brick bat size,water spraying and compaction including transportation all complete. | Cu.m | 35.46
7 | 500 MICRON POLYTHENE SHEET
7.1 | Supplying and laying 500 micron tear proof good quality polythene above the compacted brick soling. The overlaping of the sheet must be more than 230mm in all side to prevent moisture throught it. The cost should be inclusive of all material and labour cost, as per design drawing, specification and instruction of the Engineer, all complete. | Sq.m | 331.05
8 | BRICK/ STONE MASONRY WORKS
8.1 | BRICK MASONRY WORKS ( 1 : 6 CSM ) upto GF
8.1.1 | Providing and laying first class chimney fired brick one or more brick thick wall (230mm thick or more) (whatever be the size of brick, the thickness of one full brick wall shall be taken as 230mm) in cement mortar 1:6 (1 cement : 6 coarse sand) in building up to ground floor and other specified places in all heights and level including the cost of single or multi stage scaffolding, soaking bricks, curing, raking joints, provision for recesses, openings, toothing etc., all complete as per drawing, specifications and instructions of the Engineer. | Cu.m | 304.52
8.2 | BRICK MASONRY WORKS ( 1 : 6 CSM ) above GF
8.2.1 | Providing and laying first class local chimney made brick one or more brick thick wall (230mm thick or more) (whatever be the size of brick, the thickness of one full brick wall shall be taken as 230mm) in cement mortar 1:6 (1 cement : 6 coarse sand) in superstructure above ground floor in all heights and level including the cost of single or multi stage self standing scaffolding, soaking bricks, curing, raking joints, provision for recesses, openings, toothing etc., all complete as per drawing, specifications and instructions of the Engineer. | Cu.m | 114.46
8.3 | HALF BRICK WORKS ( 1 : 4 CSM )
8.3.1 | Providing and laying non-fairfaced half brick (115mm thick) work masonry in cement mortar 1:4 (1 cement:4 sand) in superstructure with approved first class fired bricks in perfect line & level, required size and shape at any height and level, including the cost of single or multi stage scaffolding, cleaning, soaking of the bricks, packing of the joints, raking joints, provision for recesses, openings, curing, providing 25x3mm GI Straps Fixed to columns at every 5th course of brick and 60mm width 14 gauge welded GI mesh anchored to GI strap, all complete as per design, drawing, specifications instructions of the Engineer. | Sq.m | 52.38
9 | CONCRETE WORKS
9.1 | P.C.C (1:3:6) Works
9.1.1 | Providing and laying machine mixed Plain Cement Concrete of nominal mix 1:3:6, (1 cement : 3 sand : 6 coarse aggregate ) M10 grade for leveling course in foundations and under floor of building, etc. in all level with broken stone aggregate of size not more than 25 mm of approved quality including formwork wherever necessary, dewatering, batching, mixing, transporting, placing, compacting, curing, including all lead and lift, etc. all complete as per drawings, specifications and the instructions of the Engineer. | Cu.m | 33.66
9.2 | P.C.C (1:2:4) Works
9.2.1 | Providing and laying machine mixed Plain Cement Concrete of nominal mix 1:2:4, (1 cement : 2 sand : 4 coarse aggregate ) M15 grade for leveling course in foundations and under floor of building, etc. in all level with broken stone aggregate of size not more than 25 mm of approved quality including formwork wherever necessary, dewatering, batching, mixing, transporting, placing, compacting, curing, including all lead and lift, etc. all complete as per drawings, specifications and the instructions of the Engineer. | Cu.m | 35.94
9.3 | P.C.C. FOR R.C.C. (1:1.5:3) WORKS
9.3.1 | Providing and laying in position machine mixed and machine vibrated cement concrete of mix 1:1.5:3 (1 cement:1.5 sand:3 coarse aggreagate) M20 grade for reinforced cement concrete work using approved cement with 20 mm graded machine crushed stone aggregate of approved quality in various locations and heights including transportation of concrete to site of placing, compaction, finished to required line and level, protection and curing, etc. all complete as per drawings, specifications and the instructions of the Engineer, but excluding the cost of centering, shuttering, and reinforcement all complete as per drawings, specifications and instructions of the Engineer(RCC work without Silica Cement Admixture) | Cu.m | 60.37
9.4 | P.C.C. FOR R.C.C. (1:1:2) WORKS
9.4.1 | Providing and laying in position machine mixed and machine vibrated cement concrete of mix 1:1:2 (1 cement:1 sand: 2 coarse aggreagate) M25 grade for reinforced cement concrete work using approved cement with 20 mm graded machine crushed stone aggregate of approved quality in various locations and heights including transportation of concrete to site of placing, compaction, finished to required line and level, protection and curing, etc. all complete as per drawings, specifications and the instructions of the Engineer, but excluding the cost of centering, shuttering, and reinforcement all complete as per drawings, specifications and instructions of the Engineer.(RCC work without Silica Cement Admixture.) | Cu.m | 378.38
10 | FORM WORKS
10.1 | Supplying and laying centering, shuttering of various pattern formworks with 19mm thick water proof ply wood & steel adjustable props for all kinds of RCC works for foundations, columns, shear walls, beams, slab, staircase, lintel, sill, pergola, including nails, propping scaffolding, staging, supporting and bracing in proper lines and level, sealing the joints with heavy duty brown self adhesive tape, aligning to line and levels including Ties, PVC Spacer, Providing openings/ cutouts/ pockets, applying De-shuttering chemical, De-shuttering as approved by the Engineer etc., complete at all levels as per drawing, specifications and instructions of the Engineer. | Sq.m | 2742.5
11 | STEEL REINFORCEMENT
11.1 | Providing and fixing in position Fe 500 steel reinforcement of various diameter confirming to relevant IS code in R.C.C. works including straightening, cutting, bending, binding with 20 SWG annealed wire for tying the reinforcement bars at each junctions (binding wire shall not be measured separately) including all waste and cut pieces, provision for adequate numbers of spacers, chairs, providing and placing cement mortar (1:1) cover blocks to keep the bars in intended position at all levels all complete as per drawings, specifications and instructions of the Engineer. (Authorized lap length and for the bar length exceeding 10 meter in length shall be measured for the payment). | Kg | 73295.16
12 | FLOORING AND FINISHING WORKS
12.1 | 38mm thick P.C.C. in (1:2:4) with cement punning (1:1) for flooring work with approved floor hardener (Dreitop FH,Mapetop,Fairtop,Sika Chapdur or equivalent floor hardener) with approved quality cement, sand & aggregare 12mm and down grade in perfect line and level finishing including mixing,laying curing all complete work as per specification | Sq.m | 662.71
12.2 | 50mm thick P.C.C. in (1:2:4) with cement punning (1:1) for flooring work with approved floor hardener (Dreitop FH,Mapetop,Fairtop,Sika Chapdur or equivalent floor hardener) with approved quality cement, sand & aggregare 12mm and down grade in perfect line and level finishing including mixing,laying curing all complete work as per specification | Sq.m | 307.76
12.3 | KOTA STONE WORK
12.3.1 | Supplying and laying of 20 mm thick Kota stone flooring work in cement sand 1:4 mortar in perfect line and level finishing including polishing and finishing work all complete as per drawing,specification and instruction of site engineer. | Sq.m | 401.68
12.3.2 | Kota stone nosing work in staircase riser all complete. | Rm | 269.7
12.3.3 | Supplying and laying 100mm height, 20mm thick Kota stone skirting work in 1:4 C/S mortar in line and level all complete as per drawing,specification and instruction of site engineer.. | Rm | 226.65
12.4 | Providing and laying of 3mm thick cement and sand punning in 1:1 cement sand ratio on floors, dado etc. including claening , watering in surface and rubbing with steel trowel for hard and smooth syrface and curing all complete as per drawing, specification and instructions of the Engineer. | Sq.m | 430.73
12.5 | Providing and laying 6mm porcelain glazed tiles on walls and floor of approved colored laid with cement sand mortar(1:4) finished with white cement including polishing all complete as per specification and instruction of site engineer
12.5.1 | On wall | Sq.m | 125.33
12.5.2 | On floor | Sq.m | 27.76
13 | PLASTERING WORKS
13.1 | 12.5mm. Th. Cement sand plaster (1:3) work on ceiling surfaces of good finish in perfect line level and plumb including grooving in plaster wherever shown in drawings including chiselling racking the joints, wetting the surface and curing the work all complete as per specification and instruction of the consultant/engineer all complete | Sq.m | 1351.27
13.2 | 20mm. Th. Cement sand plaster (1:4) work on buiding inner wall surface of good finish in perfect line level and plumb including grooving in plaster wherever shown in drawings including chiselling racking the joints, wetting the surface and curing the work all complete as per specification and instruction of the consultant/engineer all complete | Sq.m | 1471.06
13.3 | 12.50mm. Th. Cement sand plaster (1:4)work on building outer wall surfaces of good finish in perfect line level and plumb including grooving in plaster wherever shown in drawings including chiselling racking the joints, wetting the surface and curing the work all complete as per specification and instruction of the consultant/engineer all complete | Sq.m | 1095.66
13.4 | 20mm. Th. Cement sand plaster (1:4)work on floor (Riser,tread,drain, apron,manhole,septic tank,inner wall and floor of water tank))with approved floor hardener (Dreitop FH,Mapetop,Fairtop,Sika Chapdur or equivalent floor hardener) of good finish in perfect line level including grooving in plaster wherever shown in drawings including chiselling racking the joints, wetting the surface and curing the work all complete as per specification and instruction of the consultant/engineer all complete | Sq.m | 236.44
13.5 | 3/4X1.5" thick pani patti in cement sand mortar(1:3) in cantiliver portion of slab in perfect line and level racking the joints, wetting the surface and curing the work all complete as per specification an.d construction of the consultant/engineer all complete | Rm | 366.51
13.6 | Providing and fixing chicken wire mesh at joint of beam,column and wall before plastering the surface as per specification and instruction of the consultant/engineer all complete. | Sqm | 434.41
13.7 | CEMENT SKIRTING
13.7.1 | Providing, laying and curing 100 mm height and 18 mm thick Cement Plaster Skirting with C.M. 1:3 (1 Cement :3 Coarse sand), on perfect line & level, finished with a floating coat of neat cement including rounding of junctions and slanted finish at top in 45 degree, as per design, specification and instruction of the Engineer, all complete. | Rm | 409.25
14 | DOORS AND WINDOWS
14.1 | POWDER COATED DOOR
14.1.1 | Providing and fixing in position in required line and level folded (machine folded rolled forming) Steel door frame of size shown in drawings manufacture from iron sheet of 1.60 mm thick having width 230mm with 4" ss premium hinges, jamb, lock jamb, head and hot phosphating pure polyster(PP) powder coated, welded on rigidly fixed together by mechanical means, adjustable lugs with split end tail to each jamb including steel butt hinges with mortar guards, reinforcing to door hardware, strike-plate, as requiredall complete as per drawings, specification and instruction of the Engineer.Providing, fabrication and installation in position 25 mm thick door shutter made with 25mm x 40mm x 1.5mm MS rectangle pipe fabricate to required size and shape stiles and mullions, infill panel filled with 1mm thick x 100mm wide strip MS sheet in required shape and size with stiffening strips including the required numbers and sizes hardware like hinges, tower-bolts, handles, aldrops with pad-lock,applying nine tank processing hot phosphating pure polyster(PP) powder coated, welded on rigidly fixed together by mechanical means, adjustable lugs with split end tail to each jamb including steel bush hinges with mortar guards, reinforcing to door hardware, strike-plate as requiredall complete as per drawings, specification and instruction of the Engineer(Door without ventilation) | Sq.m | 87.5
14.2 | POWDER COATED WINDOW
14.2.1 | Providing and fixing in position in required line and level folded (machine folded rolled forming) Steel window frame of size shown in drawings manufacture from iron sheet of 1.60 mm thick having width 230mm with 4" ss premium hinges, jamb, lock jamb, head and hot phosphating pure polyster(PP) powder coated, welded on rigidly fixed together by mechanical means, adjustable lugs with split end tail to each jamb including steel butt hinges with mortar guards, reinforcing to window hardware, strike-plate, as requiredall complete as per drawings, specification and instruction of the Engineer.Providing, fabrication and installation in position 28.8mm thick window shutter made by using 1mm thick 190mm wide sheet folded styles and mullions with 5mm thick glass panel at top and infill pannel filled with 1mm thick x 100mm wide strip MS sheet in required shape and size with stiffening strips including the required numbers and sizes hardware like hinges, tower-bolts, handles, aldrops with pad-lock,applying nine tank processing hot phosphating pure polyster(PP) powder coated, welded on rigidly fixed together by mechanical means, adjustable lugs with split end tail to each jamb including steel butt hinges with mortar guards, reinforcing to door hardware, strike-plate as requiredall complete as per drawings, specification and instruction of the Engineer.Also providing,fabrication and installation og MS grill made with 8mm X 8mm solid core square rod grill with Powder coated finishing or better quality all complete as per the instruction of site engineer(Window with two shutters and middle fixed portion(glass panel at upper part and metal sheet at lower part)) | Sq.m | 111.6
14.2.2 | Providing and fixing in position in required line and level folded (machine folded rolled forming) Steel window frame of size shown in drawings manufacture from iron sheet of 1.60 mm thick having width 230mm with 4" ss premium hinges, jamb, lock jamb, head and hot phosphating pure polyster(PP) powder coated, welded on rigidly fixed together by mechanical means, adjustable lugs with split end tail to each jamb including steel butt hinges with mortar guards, reinforcing to window hardware, strike-plate, as requiredall complete as per drawings, specification and instruction of the Engineer.Providing, fabrication and installation in position 28.8mm thick window shutter made by using 1mm thick 190mm wide sheet folded styles and mullions with 5mm thick glass panel at top and infill pannel filled with 1mm thick x 100mm wide strip MS sheet in required shape and size with stiffening strips including the required numbers and sizes hardware like hinges, tower-bolts, handles, aldrops with pad-lock,applying nine tank processing hot phosphating pure polyster(PP) powder coated, welded on rigidly fixed together by mechanical means, adjustable lugs with split end tail to each jamb including steel butt hinges with mortar guards, reinforcing to door hardware, strike-plate as requiredall complete as per drawings, specification and instruction of the Engineer.Also providing,fabrication and installation og MS grill made with 8mm X 8mm solid core square rod grill with Powder coated finishing or better quality all complete as per the instruction of site engineer(Window and ventilation with fixed glass) | Sq.m | 7.65
15 | PAINT WORKS
15.1 | PLASTIC EMULSION PAINT
15.1.1 | Providing and applying two or more coats of plastic emulsion paint of approved manufacturer and shade over a coat of alkali resistant cement primer of approved manufacturer as per manufacturer's specifications to the surface of wall, ceiling, beams columns, canopies, staircase, lobbies etc., all complete as per drawings, specifications and instruction. The rates shall include for scraping, washing the surface with water, surface preparation, scaffolding etc., all complete as per the manufacturer's recommendations and as approved by the Engineer. | Sq.m | 1938.86
15.2 | EXTERIOR WEATHER PAINT
15.2.1 | Painting on Exterior Wall surface with two coats of weather coat (Must be ISO 9001 : 2000 certified company) of approved color and shade over one coat of primer to give uniform coloring and quality floss finish after proper surface preparation, all complete as per drawing, specification and instruction of the Engineer, all complete. | Sq.m | 1779.97
15.3 | ENAMEL PAINT
15.3.1 | Two coats of ready made Enamel paints of approved colour over one coats of primer painting over properly sanded wooden surface and MS pipe railing all complete as per specification and instruction of the engineer. | Sq.m | 441.47
15.4 | Wall Putty work in inner wall surface and room ceiling
15.4.1 | Supplying and painting two coat of wall putty of approved quality on inner wall and ceiling of building over porperly cleaned surface all complete as per specification and instruction. | Sq.m | 2599.1
16 | RAILING WORK
16.1 | Staircase railing work with 50mm dia Mild steel pipe of medium class as hand railing with 50mm dia Mild steel pipe as vertical post at 2m spacing and three layers of 25mm dia Mild steel pipe of medium class between hand rail and ground on height 750 to 900 mm all complete as per design drawing & specification & instructon site incharge.(Staircase railing work) | Kg | 381.86
16.2 | Veranda Railing Work
16.2.1 | Fitting and fixing of railing on veranda,over parapet wall with 65mm dia Mild steel pipe of medium class as hand railing and vertical post, two layers of 50mm dia medium class MS pipe as horizontal members with 25mm dia Mild steel pipe of medium class as vertical members all complete as per drawing, instruction and specification. | Kg | 4324.4
16.2.2 | Supplying,fitting and fixing Mild Steel plates for parapet railing work as per drawing, specification and instruction of the engineer . | Kg | 256.95
16.2.3 | Supplying,fitting and fixing anchor bolts for parapet railing work as per drawing, specification and instruction of the engineer . | Kg | 76.95
16.2.4 | Fitting and fixing of railing for ramp with 50mm dia MS pipe of medium class on hand railing with 50mm dia MS pipe of medium class as vertical post with one horizontal line 50mm dia MS pipe all complete as per drawing, instruction & specification. | Kg | 330.81
17 | COLLAPSIBLE GATE
17.1 | Supplying and fixing in position local made collapsible gate of approved size and make properly fabricated with vertical double channels 20 x 10 x 2mm at 100mm centers and braced with M.S. flat diagonal 20 x 5mm, with top and bottom rails of T iron 40 x 40 x 6mm with 38mm dia steel pulleys complete with bolts nuts locking arrangements steppers handles including red oxide primer coat,two coat enamel paint and necessary fittings as per drawing, specification and direction of the engineer. | Sqm | 9.8
18 | SPIRAL STAIRCASE
18.1 | Fabricating,supplying & fixing of spiral staircase with 4"-6" black pipe post medium class, 20mm square pipe railing , 32mm handrail, width of staircase 90cm including red oxide primer coat and necessary fittings as per drawing, specification and direction of the engineer. | Rm | 3.6
19 | WATER PROOFING TREATMENT
19.1 | Elastocrete cementitious elastometric water proofing coating 2 components capacity per kg 6 sq.ft 2 coat including supply and applying all complete work as per drawing, specification and direction of the engineer . | Sqm | 307.76
20 | WATER TANK STAND
20.1 | Supplying,fitting and fixing MS square pipe and angle fabrication with primer paint all complete as per drawing,specification and instruction of site engineer. | Kg | 420.9
21 | TUFF PAVER (CONCRETE BLOCK)
21.1 | Providing and laying 60mm thick tuff paver cement concrete (Interlocking Block) over 50mm thick sand bed in footpath including excavation, sand bedding etc. all complete as per drawings, specifications and the instructions of the Engineer. | Sq.m | 45
21.2 | BLACK PIPE FOR INCINERATOR Supplying fitting and fixing MS circular/square pipe(medium size) with necessary base plates along with primer paint all complete as per drawing specification and instruction of site engineer | Kg | 41.83
22 | Metal Grating for Appron
22.1 | supplying, fitting & fixing 25*25*5mm angle on edges, 20*5mm iron flat at 50mm c/c spacing with all necessary hardware and fittings all complete as per drawing, instruction and specification. | Kg | 1093.41
23 | Site Clearance Work
23.1 | Site clearance work before starting the work and after completion of work including disposing of unused materials away from site and proper levelling all complete as per instruction of site technician. | LS | 1
| Civil work+Micellaneous Items Sub Total (B) Rs | [6 empty] | #REF!
C | SANITARY WORK
24 | Supplying and Fixing White glazed porcelain clay One Piece commode with 'P ' & 'S ' trap and slow falling seat cover complete set.(Hindware, Paryware, Somany, cera or eqv.)
24.1 | White glazed porcelain clay One Piece commode with 'P ' & 'S ' trap and slow falling seat cover.(Hindware, Paryware, Somany, cera or eqv.) all complete set. | set | 1
25 | Supplying and Fixing White glazed earthenware Indian pattern Orissa Pan with low level porcelain clay flushing cistern ,trap,pipe connector with complete accessories including bracket, flushing pipe,pipe connector etc. all complete set(Hindware,parryware or equivalent).
25.1 | 580 mm size Porcelain clay white glazed Orissa pan with low level glazed cistern complete set (Hindware, Parryware, Classica, bolan or equivalent.) | set | 6
26 | Supplying and fixing White glaze Porcelian clay wash basin/ Oval 50*40 cm with brackets 32mm dia p trap, 32mm CP waste coupling CP chain and rubber plug, 15mm*450mm long c.p. pipe connector etc all complete. (Sanitaryware: Hindware, Parrywareor equivalent). Valve:- jaquar, ark, Ess Ess or equivalent)
26.1 | Indian pattern Porcelain clay white glaze Oval Wash Basin 50x40cm with mixer (jaquar,parryware,or equ. All complete set | set | 2
27 | Small Flat back White glazed squatting plate urinal set(45x35)cm all complete set | Set | 2
28 | Supplying and Fixing Indian pattern C.P. valves with wall flange Including c.p. nipple all complete set.
28.1 | 15mm CP Bib Cock | No | 9
28.2 | 15mm stainless steel bib cock | No | 6
28.3 | 15mm Auto closing bib cock with aerator | No | 6
28.4 | Urinal spreader | No | 6
28.5 | C.P. 15mm dia Angle valve. | No | 4
28.6 | 15mm Stainless Steel two way angle valve | No | 3
28.7 | 15mm C.P commode spray with 1.2 m. long flexible pipe. | No | 1
29 | Supplying and fixing Indian pattern bathroom accessories all complete set
29.1 | CP Toilet Paper Holder heavy | No | 1
29.2 | PVC Floor Trap 11*7.5cm (4"*2.5") | No | 10
29.3 | 32 mm Pvc bottle trap with 32mm Dia CP waste coupling with CP chain and rubber plug etc | No. | 2
29.4 | 1.5x45cm(1/2"x18") pipe connector | No. | 2
29.5 | Grab bar European standard | No | 4
29.6 | CHROME PLATE SOAP DISH. | Set | 6
29.7 | Stainless steel towel rod 1.5*45cm (1/2"*18") | Set | 3
29.8 | Looking mirror Modi guard 450*600mm (18"*24") | No | 6
29.9 | Foldable Hinge | No | 1
29.1 | 5 kg fire extingusher ABC type Minimax, all complete set eversafe or equivalent . | No | 3
30 | WATER SUPPLY INSTALLATION
30.1 | Supplying and fixing CPVC:- Chlorinated Poly Vinyl Chloride pipe (hot and cold). Or equivalent with CPVC fittings/ specials(Tees, elbows, Unions etc) clamps (m.s. plate with nut and bolt with hexagonal screws for clamp in ceiling,wall), nails, including jointing materials, installation of pipes and specials including making holes on walls or floor and repairing the sams to its original finish, all complete set as per specification and instruction. Pipes to be installed on trenches or walls or floor or duct as per drawings, specifications and instructions, cleaning of the system, testing and ready for operation. The rate shall include for all labour and materials required. The measurement shall be done for running metres, fittings etc not payable separately.
30.1.1 | 15 mm CPVC (Chrorinated Polyvinyl Chloride) Pipe SDR 11 CTS. 28.1kg/cm2 (flowguard or ISI Standard.) | Rm | 60
30.1.2 | 20 mm CPVC (Chrorinated Polyvinyl Chloride) Pipe SDR 11 CTS. 28.1kg/cm2 (flowguard or ISI Standard.) | Rm | 60
30.1.3 | 25 mm CPVC (Chrorinated Polyvinyl Chloride) Pipe SDR 11 CTS. 28.1kg/cm2 (flowguard or ISI Standard.) | Rm | 50
30.1.4 | 32 mm CPVC (Chrorinated Polyvinyl Chloride) Pipe SDR 11 CTS. 28.1kg/cm2 (flowguard or ISI Standard.) | Rm | 40
30.1.5 | 40 mm CPVC (Chrorinated Polyvinyl Chloride) Pipe SDR 11 CTS. 28.1kg/cm2 (flowguard or ISI Standard.) | Rm | 50
31 | Supplying and fixing CPVC:- Chlorinated Poly Vinyl Chloride valve including jointing materials all complete set as per specification and instruction.
31.1 | 15 mm dia CPVC Ball Valve, CTS Socket all complete | No | 5
31.2 | 20 mm dia CPVC Ball Valve, CTS Socket all complete | No | 5
31.3 | 25 mm dia CPVC Ball Valve, CTS Socket all complete | No | 5
31.4 | 32 mm dia CPVC Ball Valve, CTS Socket all complete | No | 5
31.5 | 40 mm dia CPVC Ball Valve, CTS Socket all complete | No | 5
31.6 | G.M. 40mm gate valve | No | 2
32 | Supplying and fixing stainless steel roof water tank with cover including drain hole, inlet, outlet, over flow etc. all complete set.
32.1 | 1000 ltr. Stainless steel water tank (304 grade steel) fitting with all complete. | No | 1
32.2 | 2000 ltr. Stainless steel water tank (304 grade steel) fitting with all complete. | No | 2
33 | SEWER, RAIN AND WASTE WATER INSTALLATION
33.1 | Supplying and fixing UPVC pipe( Soil, Waste, Rain) pipes with all necessary ring gaskets, PVC fittings, including MS clamps, hangers, cutting, jointing, sealing, installation of pipes and specials including making holes and cutting grooves on walls or floor and repairing the same to its original finish. Pipes to be installed on trenches or walls or floor or duct as per drawings specifications (Panchakanya, Prince, Supreme), manufacturer's recommendations, instructions, cleaning of the system, testing and ready for operation. The rate shall include for all labour and materials required. The measurement shall be done for running metres, fittings etc not payable separately.
33.1.2 | 50mm PVC pipe of 6 kg/cm2 | Rm | 25
33.1.2 | 75mm PVC pipe of 6 kg/cm2 | Rm | 45
33.1.3 | 110mm PVC pipe of 6 kg/cm2 | Rm | 112
34 | Supplying and Fixing UPVC specials with O ring rubber washer, Pvc liquid(Solvent cement), Pvc cream, all complete set as per specification and instruction. ( Panchakanya, Prince, Supreme)
34.1 | 50mm dia UPVC 90 degree bend | No | 8
34.2 | 50mm dia UPVC 45 degree bend | No | 2
34.3 | 75mm dia UPVC 45 degree bend | No | 8
34.4 | 75 mm dia UPVC vent cowl | No | 2
34.5 | 75 mm dia UPVC Y-Brance | No | 5
34.6 | 75 mm dia pipe clip. | No | 15
34.7 | 110 mm Bend 45 degree bend | No | 10
34.8 | 75 mm dia UPVC plain/door Tee. | No | 5
34.9 | 75 mm dia UPVC 90 degree bend | No | 5
34.1 | 110 mm dia UPVC vent cowl | No | 2
34.11 | 110 mm dia UPVC plain door Tee | No | 5
34.12 | 110 mm dia UPVC 90 degrees bend | No | 17
34.13 | 110 mm dia Y-Brance | No | 8
34.14 | 110 mm dia UPVC pipe clip. | No | 52
34.15 | 75*75 mm dia PVC p-trap | No | 4
34.16 | 110*110 mm dia. PVC p-trap | No | 12
35 | Supplying and fixing HDPE pipe of PN6 (Soil, Waste) pipes with all necessary fittings, including cutting, jointing, sealing, installation of pipes and specials including making holes and cutting grooves on walls or floor and repairing the same to its original finish. Pipes to be installed on trenches or walls or floor or duct as per drawings specifications (Panchakanya, Prince, Supreme or equivalent), manufacturer's recommendations, instructions, cleaning of the system, testing and ready for operation. the material should confirm to PE100. The rate shall include for all labour and materials required. The measurement shall be done for running metres, fittings etc not payable separately.
35.1 | 160mm HDP PIPE WITH FITTING | Rm | 40
35.2 | 200mm HDP PIPE WITH FITTING | Rm | 40
36 | WATER TRANSFER PUMP
36.1 | Supplying and fixing Electric motor pump single or three phase with base, nut and bolts all complete set (Kirloskar, Compton, Servo or eqvt)
36.1.1 | 2 HP Electric motor water pump multi stage coupled pump (crompton). | Set | 2
36.1.2 | Pressure sensor switch for pump auto switch with all complete set. (Italian or eqv) | Set | 1
36.1.3 | CI Tank cover 24"*24" (50 kg) Square (Locking type) | No | 5
36.1.4 | CI cover 22"*22" (20 kg )medium Duty | No | 8
Sanitary work sub Total (C) Rs
D | ELECTRICAL WORK
37 | Panel & Distribution Boards
37.1 | Distribution board
37.1.1 | Distribution board 12 way SPN made of mild steel sheet double cover lockable Geco or eqvt. Flush type etc all complete | Set | 3
37.1.2 | Distribution board 6 way SPN made of mild steel sheet double cover lockable Geco or eqvt. Flush type etc all complete | Set | 1
37.1.3 | 6-32 Amps SP MCB Geco, North west, ISI or eqvt. For light and power supply | Nos | 34
37.1.4 | 6-32 Amps DP MCB Siemens, Geco,Legrend or eqvt. For main | Nos | 4
38 | Mains,Sub-Mains,Cables & Wires
38.1 | (2*6+1*1.5) sq.mm multistrand flexible cu wire for main in 3/4" HDPE polythene pipe from sub DB to DB etc, all complete | Rm | 100
38.2 | 10 sq.mm 4 core armoured copper cable for main panel board to DB,through Polythene pipe etc, all complete | Rm | 20
38.3 | 16 sq.mm 4 core armoured copper cable for NEA line to Main panel board,through Polythene pipe etc, all complete | Rm | 30
39 | CIRCUIT CUM POINT WIRING
39.1 | General Service Light/Fan/Exhaust Fan/ Call bell Point Wiring
39.1.1 | Supply,installation,testing and commissioning of light point /fan point wiring from DB to various points with 2.5 sqmm multistrand flexible cu wire through 1/2" internal dia HDPE conduit concealed via junction box and switch as per drawing and specification including cost of circular box and junction box and switch. Notes : 1) Average lenght per point = 12.5m Approximately | Point | 158
39.2 | Power Socket Point Wiring
39.2.1 | Supply and installation of 16A universal power socket point wiring with 2*4+1*1.5 sq mm multistraned copper wires through pvc listy or 3/4" internal dia HDPE conduit concealed from DB to various points, junction box as per drawing and specification. [Note : Average lenght per point = 12.5 m Approximately ] | Point | 36
40 | Switch Socket Outlets
40.1 | Supply,installation,interconnection,testing and commissioning of following type of switch socket including GI/PVC box,pvc listy to be installed in specified location and height all complete.
40.1.1 | 1 gang 1 way switch or North west type eqvt.etc all complete. | Nos | 4
40.1.2 | 1 gang 2 way switch or North west type eqvt.etc all complete. | Nos | 5
40.1.3 | 2 gang 1 way switch or North west type eqvt.etc all complete. | Nos | 11
40.1.4 | 3 gang 1 way switch or North west type eqvt.etc all complete. | Nos | 2
40.1.5 | 4 gang 1 way switch or North west type eqvt.etc all complete. | Nos | 3
40.1.6 | 6 gang 1 way switch or North west type eqvt.etc all complete. | Nos | 19
40.1.7 | 16/6 Amps combined S/socket flush type north west type or eqvt | Nos | 36
40.1.8 | Dimmer Single 750 Watt F fan regulator | Set | 48
41 | Light Fixtures/ Fan and Accessories
41.1 | Supply, storing,assembling,installation,testing and commissioning of wall/ceiling , surface/recessed,suspended types CFL/LED lighting fixtures including lamp,power factor improvement capacitor,electronics ballast, controle gear, LED driver etc
41.1.1 | 1'x1' 24W finished surface type LED panel light Wipro/Fiam/Philips or equivalent with Cover | Set | 48
41.1.2 | 12W finished surface type LED panel light round/square Wipro/Fiam/Philips or equivalent. | Set | 56
41.1.3 | Electrical bell musical type. | Set | 1
41.2 | Supply, installation,interconnection,testing and commisioning and putting into operation of following size of sweep ceiling/exhaust fans as per drawing specification including the adjustment hanging rod and louvers for exhaust fan as required.
41.2.1 | 48'' ceiling fan Almonard/Bajaj or eqvt.etc all complete. | Set | 48
41.2.2 | 9"exhaust fan Almonard /Bajaj or eqvt.etc all complete. | Set | 10
42 | Main Distribution panels
42.1 | Supply Installation and testing of main control panel out door ,wall mounting type, dust and vermin proof made of 16 SWG mild steel sheet cubical with type, dust and vermin proof made of 16 SWG mild steel sheet cubical with double cover and locking arrangement as per drawing, specification and instruction with following
42.1.1 | 60/100 Main Panel board made of mild steel sheet double cover floor mount suitable color push type lock suitable size for housing the following items, all complete.12''*36"*48" size(space for 5 no MCB) | set | 1
42.1.2 | 60 TP MCCB Siemens,Ge,Legrand or eqvt. for ingoing for sub panel board. | set | 1
42.1.3 | 20-30-40 TP MCB Siemens,Ge,Legrand or eqvt. for outgoing for sub panel board. | set | 5
42.1.4 | Voltmeter 0-500 v with selector switch | set | 1
42.1.5 | Indicator lamp with fuse. | set | 3
42.1.6 | Ammeter 0-500 A with selector switch | set | 1
42.1.7 | Selector switch | set | 1
42.1.8 | CT coil of suitable ratio | set | 3
42.1.9 | 16 A TP 25 KA MCB Siemens,Ge,Legrand or eqvt. for motor pump. | set | 1
43 | Earthing & Lighting Protection
43.1 | Earthing with cu plate size 65 cm x 65 cm x3.15 mm with G.N. 8 cu wire for earth continuity from panel board to earthing site all complete with necessary accessories: salt,coal,cu plate,HDEP polythene pipe etc) as per specification and instruction of site engineer. | Set | 3
43.2 | Supply , installation & testing of Air Termination Unit of 2m long solid copper rod of 16mm dia. to be mount on the roof of the building. | Set | 1
43.3 | Supply , installation & testing of 25mmx3mm copper strip from air termination unit to earth pit as per drawing,Specification and instruction of site engineer.Cost includes hook,gripes, screws,clamps and other accessories. | Rm. | 75
Sub Total of Electrical Works (D)
E | FURNITURE WORK
44 | CLASSROOM FURNITURE
44.1 | Student Desk (2 seater) (Symbol: D-01C):-Top Board: 19mm thick Plywood with 1mm Laminate top and 10mm pine wood edge lipping all around enamel painted; Foot Rest: 25x40x1.5mm MS Square Pipe; Frame: 25x25x1.5mm MS Square Pipe with book rack made of 16 gauge metal sheet;powder coated paint finish with rubber shoe, all complete. | No | 48
44.2 | Student Desk (3 seater) (Symbol: D-02C):-Top Board: 19mm thick Plywood with 1mm Laminate top and 10mm pine wood edge lipping all around, enamel painted; Foot Rest: 25x40x1.5mm MS Square Pipe; Frame: 25x25x1.5mm MS Square Pipe with book rack made of 16 gauge metal sheet; ;powder coated paint with rubber shoe, all complete. | No | 120
44.3 | Student Bench (2 seater) (Symbol: B-01C):-Top Board: 19mm thick Plywood with 1mm Laminate top and 10mm polished pine wood edge lipping all around, enamel painted; Foot Rest: 25x40x1.5mm MS Square Pipe; Frame: 25x25x1.5mm MS Square Pipe; ;powder coated paint with rubber shoe, all complete. | No | 48
44.4 | Student Bench (3 seater) (Symbol: B-02C):-Top Board: 19mm thick Plywood with 1mm Laminate top and 10mm polished pine wood edge lipping all around, enamel painted; Foot Rest: 25x40x1.5mm MS Square Pipe; Frame: 25x25x1.5mm MS Square Pipe; ;powder coated paint with rubber shoe, all complete. | No | 120
44.5 | ECD Student Desk (6 seater) (Symbol: D-03):-Top Board: 19mm thick Plywood with 1mm Laminate top and 10mm pine wood edge lipping all around, enamel painted;Support: 25mm thick Plywood with25x3mm strap support at the three corners; ;enamel paint with laminate finish with nylone shoe, all complete. | No | 3
44.6 | Teacher's Table (Symbol: T-01):-Top Board: 19mm thick Plywood with 1mm Laminate top and 10mm pine wood edge lipping all around enamel painted; Foot Rest: 25x40x1.5mm MS Square Pipe; Frame: 25x25x1.5mm MS Square Pipe; ;powder coated paint with rubber shoe, all complete. | No | 12
44.7 | Teacher's Chair (Symbol: C-01):-Seat with back rest; Metal frame, without arm rest, rubber shoe cap, ;powder coated paint finish, all complete | No | 12
44.8 | Soft Board (Symbol: F-01):-Front board: 12 mm soft board over 12mm plywood with fabric cover and enamel painted pine wood edging, including 2 hanging eye-hooks and stay; Support frame : 25x25x1mm MS Square Pipe powder coated paint finish, all complete. | No | 12
44.9 | White Board (Symbol: F-02):-Front board: 19 mm ply board with with 1mm white laminate gloss finish top cover and wood edging, including 3 eye hooks, stay and marker pad; Support frame : 25x25x1mm MS Square Pipe, powder coated paint all complete | No | 12
Sub Total of Furniture Works (E)
Sub Total For Shree Siddha Ratna Secondary School, Ghorahi Sub-metropolitan City, Dang(I=B+C+D+E)=

## BOQ_Bal BikasSS, Dang
Government of Nepal
Ministry of Education and Sports
Central Level Project Implementation Unit
SanoThimi, Bhaktapur, Nepal.
BILL OF QUANTITY
Project :- Construction of School Buildings in Ten Schools of Banke, Dang, Kapilvastu, Rupandehi, and Nawalparasi (East) district (having 2000+ students)
Contract Id No.: MoES/CLPIU/GoN/Works/2082-083/NCB-07
Location :- Banke, Dang, Kapilvastu, Rupandehi, and Nawalparasi (East)
A. The Rate quoted here under shall be inclusive of:
1.Supplying the Materials along with accessories and equipments to the site all complete.
2. Laying, fixing and erecting them in position all complete as per general practices,specifications and instructions of Site Engineer.
3.Tests and Maintenance up to the period specified in the agreement.
B. The Itemwise Rate should be quoted without VAT | [5 empty] | F/Y :- 2082/083
Item.No | Description | Unit | Total Quantity | Rate(NRs.) Excluding VAT |  | Total Amount | Remarks
|  |  |  | In figure | In Words
(v) Shree Bal Bikas Secondary School, Ghorahi Sub-metropolitan City, Dang
B | CIVIL WORK
1 | GENERAL
1.1 | Providing and maintining site office of two rooms having total area 20 sq.m(approximately) for the use of client, consultant, contractor and visitors during the entire period of construction including office 4 number of chair, 2 number of table, lockable file cabinet etc. as per the given drawing.The site ofice to be located near the entrance of the construction area wherever possible. | Month | 18
1.2 | Barricating the construction area to maintain construction site safe and also constructing toilet and camp for labour during entire construction period as per site condition and as per instruction of Engineer. | Job | 1
1.3 | Making fitting & fixing project information and social/safeguard information board of approximately 4'x6' size written in plain sheet in tubular pipe frame all complete as per drawing, specification and instruction of Engineer. | No. | 2
1.4 | Making fitting & fixing classroom name plate all complete work as per drawing,specification and instruction of Engineer. | No. | 15
1.5 | Making fitting and fixing school name hoarding board at top of gate all complete work as per specification and instruction of Egineer. | Job | 1
1.6 | Health and Safety-Helmets,Gloves,Boot,Safety glasses/face shields,earplugs/ear muffs,First Aid tools,etc as required bythe contract clause and techical specification,the number of safety materials personel protection equipment(PPE) shall be minimum but not limited to 40 sets during construction period.Payment shall be made in prorata basis over the entire project duration. | LS | 1
1.7 | Photographic Records-Providing Photographs (digital) and color prints of all construction sites showing the major construction activities for inclusion in monthly periodic progress reports to the satisfaction of the Engineers(at least 10 photos of each construction site shall be included in each monthly photographic record). | No. | 18
2 | SITE CLEARANCE AND LAYOUT
2.1 | Clearing the site by removing the bushes, trees, concrete pavement and hard surface whatever at site up to its root depth including the layout work, marking the trench, construction of permanent reference points along each grid precisely in line and level and including construction of all necessary staff and labor facilities,provision of water and electricity for entire project period. | Sq.m | 735.21
3 | EARTHWORK IN EXCAVATION
3.1 | Excavation in foundations in all type of soils mannually for foundation, trenches, footing, pits etc. to the required depth including dewatering by manual or mechanical means etc. as per specifications with all contractor’s own machinery and equipment's, providing crossing of track, shoring, strutting, timbering and buttressing with appropriate materials and all such measures necessary to retain in position the sides of the foundation pit and including refilling the excavated material with watering, ramming, leveling the site and disposing off the surplus/unusable earth within 50m all complete as per drawings, specifications and instructions of the Engineer. | Cu.m | 938.45
4 | BACK FILLING & DISPOSAL OF EXCESS SOIL
4.1 | Back filling in foundation and sides of foundation with approved soil obtained from the excavation at site and stacked at site or brought from outside in layer not exceeding 15 cm thick (compacted thickness) including transportation of soil, spreading in required line and level, sprinkling water, ramming, compacting with mechanical rammers, testing, etc., all complete as per drawing, specification and instructions of the Engineer. | Cu.m | 814.16
4.2 | Disposing of excess excavated soil and debris coming out from the demolition of PCC, RCC, Masonry and plaster, etc out of school premises by 3 T capacity truck upto haulage distance of 2.5 Km as per instruction of site engineer. | Cu.m | 124.29
5 | FLAT BRICK SOLING
5.1 | Providing and laying flat brick soling in foundation,floors of building, steps and ramps including filling interstices with suitable quarry sand, watering, compacting using appropriate mechanical compaction means with all contractors materials, handling, placing etc. all complete as per drawings, specifications and instruction of the Engineer. The complete item including all lead & lift. | Sqm | 808.82
6 | SAND FILLING
6.1 | Filling sand in floor by sprinkling of water and compaction by labour including lead as per drawing specification and instruction of the Consultant/Engineer all complete. | Cu.m | 31.49
6.2 | Filling with Brick Bats from 15mm to 150mm brick bat size,water spraying and compaction including transportation all complete. | Cu.m | 35.46
7 | 500 MICRON POLYTHENE SHEET
7.1 | Supplying and laying 500 micron tear proof good quality polythene above the compacted brick soling. The overlaping of the sheet must be more than 230mm in all side to prevent moisture throught it. The cost should be inclusive of all material and labour cost, as per design drawing, specification and instruction of the Engineer, all complete. | Sq.m | 331.05
8 | BRICK/ STONE MASONRY WORKS
8.1 | BRICK MASONRY WORKS ( 1 : 6 CSM ) upto GF
8.1.1 | Providing and laying first class chimney fired brick one or more brick thick wall (230mm thick or more) (whatever be the size of brick, the thickness of one full brick wall shall be taken as 230mm) in cement mortar 1:6 (1 cement : 6 coarse sand) in building up to ground floor and other specified places in all heights and level including the cost of single or multi stage scaffolding, soaking bricks, curing, raking joints, provision for recesses, openings, toothing etc., all complete as per drawing, specifications and instructions of the Engineer. | Cu.m | 304.52
8.2 | BRICK MASONRY WORKS ( 1 : 6 CSM ) above GF
8.2.1 | Providing and laying first class local chimney made brick one or more brick thick wall (230mm thick or more) (whatever be the size of brick, the thickness of one full brick wall shall be taken as 230mm) in cement mortar 1:6 (1 cement : 6 coarse sand) in superstructure above ground floor in all heights and level including the cost of single or multi stage self standing scaffolding, soaking bricks, curing, raking joints, provision for recesses, openings, toothing etc., all complete as per drawing, specifications and instructions of the Engineer. | Cu.m | 114.46
8.3 | HALF BRICK WORKS ( 1 : 4 CSM )
8.3.1 | Providing and laying non-fairfaced half brick (115mm thick) work masonry in cement mortar 1:4 (1 cement:4 sand) in superstructure with approved first class fired bricks in perfect line & level, required size and shape at any height and level, including the cost of single or multi stage scaffolding, cleaning, soaking of the bricks, packing of the joints, raking joints, provision for recesses, openings, curing, providing 25x3mm GI Straps Fixed to columns at every 5th course of brick and 60mm width 14 gauge welded GI mesh anchored to GI strap, all complete as per design, drawing, specifications instructions of the Engineer. | Sq.m | 52.38
9 | CONCRETE WORKS
9.1 | P.C.C (1:3:6) Works
9.1.1 | Providing and laying machine mixed Plain Cement Concrete of nominal mix 1:3:6, (1 cement : 3 sand : 6 coarse aggregate ) M10 grade for leveling course in foundations and under floor of building, etc. in all level with broken stone aggregate of size not more than 25 mm of approved quality including formwork wherever necessary, dewatering, batching, mixing, transporting, placing, compacting, curing, including all lead and lift, etc. all complete as per drawings, specifications and the instructions of the Engineer. | Cu.m | 33.66
9.2 | P.C.C (1:2:4) Works
9.2.1 | Providing and laying machine mixed Plain Cement Concrete of nominal mix 1:2:4, (1 cement : 2 sand : 4 coarse aggregate ) M15 grade for leveling course in foundations and under floor of building, etc. in all level with broken stone aggregate of size not more than 25 mm of approved quality including formwork wherever necessary, dewatering, batching, mixing, transporting, placing, compacting, curing, including all lead and lift, etc. all complete as per drawings, specifications and the instructions of the Engineer. | Cu.m | 35.94
9.3 | P.C.C. FOR R.C.C. (1:1.5:3) WORKS
9.3.1 | Providing and laying in position machine mixed and machine vibrated cement concrete of mix 1:1.5:3 (1 cement:1.5 sand:3 coarse aggreagate) M20 grade for reinforced cement concrete work using approved cement with 20 mm graded machine crushed stone aggregate of approved quality in various locations and heights including transportation of concrete to site of placing, compaction, finished to required line and level, protection and curing, etc. all complete as per drawings, specifications and the instructions of the Engineer, but excluding the cost of centering, shuttering, and reinforcement all complete as per drawings, specifications and instructions of the Engineer(RCC work without Silica Cement Admixture) | Cu.m | 60.37
9.4 | P.C.C. FOR R.C.C. (1:1:2) WORKS
9.4.1 | Providing and laying in position machine mixed and machine vibrated cement concrete of mix 1:1:2 (1 cement:1 sand: 2 coarse aggreagate) M25 grade for reinforced cement concrete work using approved cement with 20 mm graded machine crushed stone aggregate of approved quality in various locations and heights including transportation of concrete to site of placing, compaction, finished to required line and level, protection and curing, etc. all complete as per drawings, specifications and the instructions of the Engineer, but excluding the cost of centering, shuttering, and reinforcement all complete as per drawings, specifications and instructions of the Engineer.(RCC work without Silica Cement Admixture.) | Cu.m | 378.38
10 | FORM WORKS
10.1 | Supplying and laying centering, shuttering of various pattern formworks with 19mm thick water proof ply wood & steel adjustable props for all kinds of RCC works for foundations, columns, shear walls, beams, slab, staircase, lintel, sill, pergola, including nails, propping scaffolding, staging, supporting and bracing in proper lines and level, sealing the joints with heavy duty brown self adhesive tape, aligning to line and levels including Ties, PVC Spacer, Providing openings/ cutouts/ pockets, applying De-shuttering chemical, De-shuttering as approved by the Engineer etc., complete at all levels as per drawing, specifications and instructions of the Engineer. | Sq.m | 2742.5
11 | STEEL REINFORCEMENT
11.1 | Providing and fixing in position Fe 500 steel reinforcement of various diameter confirming to relevant IS code in R.C.C. works including straightening, cutting, bending, binding with 20 SWG annealed wire for tying the reinforcement bars at each junctions (binding wire shall not be measured separately) including all waste and cut pieces, provision for adequate numbers of spacers, chairs, providing and placing cement mortar (1:1) cover blocks to keep the bars in intended position at all levels all complete as per drawings, specifications and instructions of the Engineer. (Authorized lap length and for the bar length exceeding 10 meter in length shall be measured for the payment). | Kg | 73295.16
12 | FLOORING AND FINISHING WORKS
12.1 | 38mm thick P.C.C. in (1:2:4) with cement punning (1:1) for flooring work with approved floor hardener (Dreitop FH,Mapetop,Fairtop,Sika Chapdur or equivalent floor hardener) with approved quality cement, sand & aggregare 12mm and down grade in perfect line and level finishing including mixing,laying curing all complete work as per specification | Sq.m | 662.71
12.2 | 50mm thick P.C.C. in (1:2:4) with cement punning (1:1) for flooring work with approved floor hardener (Dreitop FH,Mapetop,Fairtop,Sika Chapdur or equivalent floor hardener) with approved quality cement, sand & aggregare 12mm and down grade in perfect line and level finishing including mixing,laying curing all complete work as per specification | Sq.m | 307.76
12.3 | KOTA STONE WORK
12.3.1 | Supplying and laying of 20 mm thick Kota stone flooring work in cement sand 1:4 mortar in perfect line and level finishing including polishing and finishing work all complete as per drawing,specification and instruction of site engineer. | Sq.m | 401.68
12.3.2 | Kota stone nosing work in staircase riser all complete. | Rm | 269.7
12.3.3 | Supplying and laying 100mm height, 20mm thick Kota stone skirting work in 1:4 C/S mortar in line and level all complete as per drawing,specification and instruction of site engineer.. | Rm | 226.65
12.4 | Providing and laying of 3mm thick cement and sand punning in 1:1 cement sand ratio on floors, dado etc. including claening , watering in surface and rubbing with steel trowel for hard and smooth syrface and curing all complete as per drawing, specification and instructions of the Engineer. | Sq.m | 430.73
12.5 | Providing and laying 6mm porcelain glazed tiles on walls and floor of approved colored laid with cement sand mortar(1:4) finished with white cement including polishing all complete as per specification and instruction of site engineer
12.5.1 | On wall | Sq.m | 125.33
12.5.2 | On floor | Sq.m | 27.76
13 | PLASTERING WORKS
13.1 | 12.5mm. Th. Cement sand plaster (1:3) work on ceiling surfaces of good finish in perfect line level and plumb including grooving in plaster wherever shown in drawings including chiselling racking the joints, wetting the surface and curing the work all complete as per specification and instruction of the consultant/engineer all complete | Sq.m | 1351.27
13.2 | 20mm. Th. Cement sand plaster (1:4) work on buiding inner wall surface of good finish in perfect line level and plumb including grooving in plaster wherever shown in drawings including chiselling racking the joints, wetting the surface and curing the work all complete as per specification and instruction of the consultant/engineer all complete | Sq.m | 1471.06
13.3 | 12.50mm. Th. Cement sand plaster (1:4)work on building outer wall surfaces of good finish in perfect line level and plumb including grooving in plaster wherever shown in drawings including chiselling racking the joints, wetting the surface and curing the work all complete as per specification and instruction of the consultant/engineer all complete | Sq.m | 1095.66
13.4 | 20mm. Th. Cement sand plaster (1:4)work on floor (Riser,tread,drain, apron,manhole,septic tank,inner wall and floor of water tank))with approved floor hardener (Dreitop FH,Mapetop,Fairtop,Sika Chapdur or equivalent floor hardener) of good finish in perfect line level including grooving in plaster wherever shown in drawings including chiselling racking the joints, wetting the surface and curing the work all complete as per specification and instruction of the consultant/engineer all complete | Sq.m | 236.44
13.5 | 3/4X1.5" thick pani patti in cement sand mortar(1:3) in cantiliver portion of slab in perfect line and level racking the joints, wetting the surface and curing the work all complete as per specification an.d construction of the consultant/engineer all complete | Rm | 366.51
13.6 | Providing and fixing chicken wire mesh at joint of beam,column and wall before plastering the surface as per specification and instruction of the consultant/engineer all complete. | Sqm | 434.41
13.7 | CEMENT SKIRTING
13.7.1 | Providing, laying and curing 100 mm height and 18 mm thick Cement Plaster Skirting with C.M. 1:3 (1 Cement :3 Coarse sand), on perfect line & level, finished with a floating coat of neat cement including rounding of junctions and slanted finish at top in 45 degree, as per design, specification and instruction of the Engineer, all complete. | Rm | 409.25
14 | DOORS AND WINDOWS
14.1 | POWDER COATED DOOR
14.1.1 | Providing and fixing in position in required line and level folded (machine folded rolled forming) Steel door frame of size shown in drawings manufacture from iron sheet of 1.60 mm thick having width 230mm with 4" ss premium hinges, jamb, lock jamb, head and hot phosphating pure polyster(PP) powder coated, welded on rigidly fixed together by mechanical means, adjustable lugs with split end tail to each jamb including steel butt hinges with mortar guards, reinforcing to door hardware, strike-plate, as requiredall complete as per drawings, specification and instruction of the Engineer.Providing, fabrication and installation in position 25 mm thick door shutter made with 25mm x 40mm x 1.5mm MS rectangle pipe fabricate to required size and shape stiles and mullions, infill panel filled with 1mm thick x 100mm wide strip MS sheet in required shape and size with stiffening strips including the required numbers and sizes hardware like hinges, tower-bolts, handles, aldrops with pad-lock,applying nine tank processing hot phosphating pure polyster(PP) powder coated, welded on rigidly fixed together by mechanical means, adjustable lugs with split end tail to each jamb including steel bush hinges with mortar guards, reinforcing to door hardware, strike-plate as requiredall complete as per drawings, specification and instruction of the Engineer(Door without ventilation) | Sq.m | 87.5
14.2 | POWDER COATED WINDOW
14.2.1 | Providing and fixing in position in required line and level folded (machine folded rolled forming) Steel window frame of size shown in drawings manufacture from iron sheet of 1.60 mm thick having width 230mm with 4" ss premium hinges, jamb, lock jamb, head and hot phosphating pure polyster(PP) powder coated, welded on rigidly fixed together by mechanical means, adjustable lugs with split end tail to each jamb including steel butt hinges with mortar guards, reinforcing to window hardware, strike-plate, as requiredall complete as per drawings, specification and instruction of the Engineer.Providing, fabrication and installation in position 28.8mm thick window shutter made by using 1mm thick 190mm wide sheet folded styles and mullions with 5mm thick glass panel at top and infill pannel filled with 1mm thick x 100mm wide strip MS sheet in required shape and size with stiffening strips including the required numbers and sizes hardware like hinges, tower-bolts, handles, aldrops with pad-lock,applying nine tank processing hot phosphating pure polyster(PP) powder coated, welded on rigidly fixed together by mechanical means, adjustable lugs with split end tail to each jamb including steel butt hinges with mortar guards, reinforcing to door hardware, strike-plate as requiredall complete as per drawings, specification and instruction of the Engineer.Also providing,fabrication and installation og MS grill made with 8mm X 8mm solid core square rod grill with Powder coated finishing or better quality all complete as per the instruction of site engineer(Window with two shutters and middle fixed portion(glass panel at upper part and metal sheet at lower part)) | Sq.m | 111.6
14.2.2 | Providing and fixing in position in required line and level folded (machine folded rolled forming) Steel window frame of size shown in drawings manufacture from iron sheet of 1.60 mm thick having width 230mm with 4" ss premium hinges, jamb, lock jamb, head and hot phosphating pure polyster(PP) powder coated, welded on rigidly fixed together by mechanical means, adjustable lugs with split end tail to each jamb including steel butt hinges with mortar guards, reinforcing to window hardware, strike-plate, as requiredall complete as per drawings, specification and instruction of the Engineer.Providing, fabrication and installation in position 28.8mm thick window shutter made by using 1mm thick 190mm wide sheet folded styles and mullions with 5mm thick glass panel at top and infill pannel filled with 1mm thick x 100mm wide strip MS sheet in required shape and size with stiffening strips including the required numbers and sizes hardware like hinges, tower-bolts, handles, aldrops with pad-lock,applying nine tank processing hot phosphating pure polyster(PP) powder coated, welded on rigidly fixed together by mechanical means, adjustable lugs with split end tail to each jamb including steel butt hinges with mortar guards, reinforcing to door hardware, strike-plate as requiredall complete as per drawings, specification and instruction of the Engineer.Also providing,fabrication and installation og MS grill made with 8mm X 8mm solid core square rod grill with Powder coated finishing or better quality all complete as per the instruction of site engineer(Window and ventilation with fixed glass) | Sq.m | 7.65
15 | PAINT WORKS
15.1 | PLASTIC EMULSION PAINT
15.1.1 | Providing and applying two or more coats of plastic emulsion paint of approved manufacturer and shade over a coat of alkali resistant cement primer of approved manufacturer as per manufacturer's specifications to the surface of wall, ceiling, beams columns, canopies, staircase, lobbies etc., all complete as per drawings, specifications and instruction. The rates shall include for scraping, washing the surface with water, surface preparation, scaffolding etc., all complete as per the manufacturer's recommendations and as approved by the Engineer. | Sq.m | 1938.86
15.2 | EXTERIOR WEATHER PAINT
15.2.1 | Painting on Exterior Wall surface with two coats of weather coat (Must be ISO 9001 : 2000 certified company) of approved color and shade over one coat of primer to give uniform coloring and quality floss finish after proper surface preparation, all complete as per drawing, specification and instruction of the Engineer, all complete. | Sq.m | 1779.97
15.3 | ENAMEL PAINT
15.3.1 | Two coats of ready made Enamel paints of approved colour over one coats of primer painting over properly sanded wooden surface and MS pipe railing all complete as per specification and instruction of the engineer. | Sq.m | 441.47
15.4 | Wall Putty work in inner wall surface and room ceiling
15.4.1 | Supplying and painting two coat of wall putty of approved quality on inner wall and ceiling of building over porperly cleaned surface all complete as per specification and instruction. | Sq.m | 2599.1
16 | RAILING WORK
16.1 | Staircase railing work with 50mm dia Mild steel pipe of medium class as hand railing with 50mm dia Mild steel pipe as vertical post at 2m spacing and three layers of 25mm dia Mild steel pipe of medium class between hand rail and ground on height 750 to 900 mm all complete as per design drawing & specification & instructon site incharge.(Staircase railing work) | Kg | 381.86
16.2 | Veranda Railing Work
16.2.1 | Fitting and fixing of railing on veranda,over parapet wall with 65mm dia Mild steel pipe of medium class as hand railing and vertical post, two layers of 50mm dia medium class MS pipe as horizontal members with 25mm dia Mild steel pipe of medium class as vertical members all complete as per drawing, instruction and specification. | Kg | 4324.4
16.2.2 | Supplying,fitting and fixing Mild Steel plates for parapet railing work as per drawing, specification and instruction of the engineer . | Kg | 256.95
16.2.3 | Supplying,fitting and fixing anchor bolts for parapet railing work as per drawing, specification and instruction of the engineer . | Kg | 76.95
16.2.4 | Fitting and fixing of railing for ramp with 50mm dia MS pipe of medium class on hand railing with 50mm dia MS pipe of medium class as vertical post with one horizontal line 50mm dia MS pipe all complete as per drawing, instruction & specification. | Kg | 330.81
17 | COLLAPSIBLE GATE
17.1 | Supplying and fixing in position local made collapsible gate of approved size and make properly fabricated with vertical double channels 20 x 10 x 2mm at 100mm centers and braced with M.S. flat diagonal 20 x 5mm, with top and bottom rails of T iron 40 x 40 x 6mm with 38mm dia steel pulleys complete with bolts nuts locking arrangements steppers handles including red oxide primer coat,two coat enamel paint and necessary fittings as per drawing, specification and direction of the engineer. | Sqm | 9.8
18 | SPIRAL STAIRCASE
18.1 | Fabricating,supplying & fixing of spiral staircase with 4"-6" black pipe post medium class, 20mm square pipe railing , 32mm handrail, width of staircase 90cm including red oxide primer coat and necessary fittings as per drawing, specification and direction of the engineer. | Rm | 3.6
19 | WATER PROOFING TREATMENT
19.1 | Elastocrete cementitious elastometric water proofing coating 2 components capacity per kg 6 sq.ft 2 coat including supply and applying all complete work as per drawing, specification and direction of the engineer . | Sqm | 307.76
20 | WATER TANK STAND
20.1 | Supplying,fitting and fixing MS square pipe and angle fabrication with primer paint all complete as per drawing,specification and instruction of site engineer. | Kg | 420.9
21 | TUFF PAVER (CONCRETE BLOCK)
21.1 | Providing and laying 60mm thick tuff paver cement concrete (Interlocking Block) over 50mm thick sand bed in footpath including excavation, sand bedding etc. all complete as per drawings, specifications and the instructions of the Engineer. | Sq.m | 45
21.2 | BLACK PIPE FOR INCINERATOR Supplying fitting and fixing MS circular/square pipe(medium size) with necessary base plates along with primer paint all complete as per drawing specification and instruction of site engineer | Kg | 41.83
22 | Metal Grating for Appron
22.1 | supplying, fitting & fixing 25*25*5mm angle on edges, 20*5mm iron flat at 50mm c/c spacing with all necessary hardware and fittings all complete as per drawing, instruction and specification. | Kg | 1093.41
23 | Site Clearance Work
23.1 | Site clearance work before starting the work and after completion of work including disposing of unused materials away from site and proper levelling all complete as per instruction of site technician. | LS | 1
| Civil work+Micellaneous Items Sub Total (B) Rs | [6 empty] | #REF!
C | SANITARY WORK
24 | Supplying and Fixing White glazed porcelain clay One Piece commode with 'P ' & 'S ' trap and slow falling seat cover complete set.(Hindware, Paryware, Somany, cera or eqv.)
24.1 | White glazed porcelain clay One Piece commode with 'P ' & 'S ' trap and slow falling seat cover.(Hindware, Paryware, Somany, cera or eqv.) all complete set. | set | 1
25 | Supplying and Fixing White glazed earthenware Indian pattern Orissa Pan with low level porcelain clay flushing cistern ,trap,pipe connector with complete accessories including bracket, flushing pipe,pipe connector etc. all complete set(Hindware,parryware or equivalent).
25.1 | 580 mm size Porcelain clay white glazed Orissa pan with low level glazed cistern complete set (Hindware, Parryware, Classica, bolan or equivalent.) | set | 6
26 | Supplying and fixing White glaze Porcelian clay wash basin/ Oval 50*40 cm with brackets 32mm dia p trap, 32mm CP waste coupling CP chain and rubber plug, 15mm*450mm long c.p. pipe connector etc all complete. (Sanitaryware: Hindware, Parrywareor equivalent). Valve:- jaquar, ark, Ess Ess or equivalent)
26.1 | Indian pattern Porcelain clay white glaze Oval Wash Basin 50x40cm with mixer (jaquar,parryware,or equ. All complete set | set | 2
27 | Small Flat back White glazed squatting plate urinal set(45x35)cm all complete set | Set | 2
28 | Supplying and Fixing Indian pattern C.P. valves with wall flange Including c.p. nipple all complete set.
28.1 | 15mm CP Bib Cock | No | 9
28.2 | 15mm stainless steel bib cock | No | 6
28.3 | 15mm Auto closing bib cock with aerator | No | 6
28.4 | Urinal spreader | No | 6
28.5 | C.P. 15mm dia Angle valve. | No | 4
28.6 | 15mm Stainless Steel two way angle valve | No | 3
28.7 | 15mm C.P commode spray with 1.2 m. long flexible pipe. | No | 1
29 | Supplying and fixing Indian pattern bathroom accessories all complete set
29.1 | CP Toilet Paper Holder heavy | No | 1
29.2 | PVC Floor Trap 11*7.5cm (4"*2.5") | No | 10
29.3 | 32 mm Pvc bottle trap with 32mm Dia CP waste coupling with CP chain and rubber plug etc | No. | 2
29.4 | 1.5x45cm(1/2"x18") pipe connector | No. | 2
29.5 | Grab bar European standard | No | 4
29.6 | CHROME PLATE SOAP DISH. | Set | 6
29.7 | Stainless steel towel rod 1.5*45cm (1/2"*18") | Set | 3
29.8 | Looking mirror Modi guard 450*600mm (18"*24") | No | 6
29.9 | Foldable Hinge | No | 1
29.1 | 5 kg fire extingusher ABC type Minimax, all complete set eversafe or equivalent . | No | 3
30 | WATER SUPPLY INSTALLATION
30.1 | Supplying and fixing CPVC:- Chlorinated Poly Vinyl Chloride pipe (hot and cold). Or equivalent with CPVC fittings/ specials(Tees, elbows, Unions etc) clamps (m.s. plate with nut and bolt with hexagonal screws for clamp in ceiling,wall), nails, including jointing materials, installation of pipes and specials including making holes on walls or floor and repairing the sams to its original finish, all complete set as per specification and instruction. Pipes to be installed on trenches or walls or floor or duct as per drawings, specifications and instructions, cleaning of the system, testing and ready for operation. The rate shall include for all labour and materials required. The measurement shall be done for running metres, fittings etc not payable separately.
30.1.1 | 15 mm CPVC (Chrorinated Polyvinyl Chloride) Pipe SDR 11 CTS. 28.1kg/cm2 (flowguard or ISI Standard.) | Rm | 60
30.1.2 | 20 mm CPVC (Chrorinated Polyvinyl Chloride) Pipe SDR 11 CTS. 28.1kg/cm2 (flowguard or ISI Standard.) | Rm | 60
30.1.3 | 25 mm CPVC (Chrorinated Polyvinyl Chloride) Pipe SDR 11 CTS. 28.1kg/cm2 (flowguard or ISI Standard.) | Rm | 50
30.1.4 | 32 mm CPVC (Chrorinated Polyvinyl Chloride) Pipe SDR 11 CTS. 28.1kg/cm2 (flowguard or ISI Standard.) | Rm | 40
30.1.5 | 40 mm CPVC (Chrorinated Polyvinyl Chloride) Pipe SDR 11 CTS. 28.1kg/cm2 (flowguard or ISI Standard.) | Rm | 50
31 | Supplying and fixing CPVC:- Chlorinated Poly Vinyl Chloride valve including jointing materials all complete set as per specification and instruction.
31.1 | 15 mm dia CPVC Ball Valve, CTS Socket all complete | No | 5
31.2 | 20 mm dia CPVC Ball Valve, CTS Socket all complete | No | 5
31.3 | 25 mm dia CPVC Ball Valve, CTS Socket all complete | No | 5
31.4 | 32 mm dia CPVC Ball Valve, CTS Socket all complete | No | 5
31.5 | 40 mm dia CPVC Ball Valve, CTS Socket all complete | No | 5
31.6 | G.M. 40mm gate valve | No | 2
32 | Supplying and fixing stainless steel roof water tank with cover including drain hole, inlet, outlet, over flow etc. all complete set.
32.1 | 1000 ltr. Stainless steel water tank (304 grade steel) fitting with all complete. | No | 1
32.2 | 2000 ltr. Stainless steel water tank (304 grade steel) fitting with all complete. | No | 2
33 | SEWER, RAIN AND WASTE WATER INSTALLATION
33.1 | Supplying and fixing UPVC pipe( Soil, Waste, Rain) pipes with all necessary ring gaskets, PVC fittings, including MS clamps, hangers, cutting, jointing, sealing, installation of pipes and specials including making holes and cutting grooves on walls or floor and repairing the same to its original finish. Pipes to be installed on trenches or walls or floor or duct as per drawings specifications (Panchakanya, Prince, Supreme), manufacturer's recommendations, instructions, cleaning of the system, testing and ready for operation. The rate shall include for all labour and materials required. The measurement shall be done for running metres, fittings etc not payable separately.
33.1.2 | 50mm PVC pipe of 6 kg/cm2 | Rm | 25
33.1.2 | 75mm PVC pipe of 6 kg/cm2 | Rm | 45
33.1.3 | 110mm PVC pipe of 6 kg/cm2 | Rm | 112
34 | Supplying and Fixing UPVC specials with O ring rubber washer, Pvc liquid(Solvent cement), Pvc cream, all complete set as per specification and instruction. ( Panchakanya, Prince, Supreme)
34.1 | 50mm dia UPVC 90 degree bend | No | 8
34.2 | 50mm dia UPVC 45 degree bend | No | 2
34.3 | 75mm dia UPVC 45 degree bend | No | 8
34.4 | 75 mm dia UPVC vent cowl | No | 2
34.5 | 75 mm dia UPVC Y-Brance | No | 5
34.6 | 75 mm dia pipe clip. | No | 15
34.7 | 110 mm Bend 45 degree bend | No | 10
34.8 | 75 mm dia UPVC plain/door Tee. | No | 5
34.9 | 75 mm dia UPVC 90 degree bend | No | 5
34.1 | 110 mm dia UPVC vent cowl | No | 2
34.11 | 110 mm dia UPVC plain door Tee | No | 5
34.12 | 110 mm dia UPVC 90 degrees bend | No | 17
34.13 | 110 mm dia Y-Brance | No | 8
34.14 | 110 mm dia UPVC pipe clip. | No | 52
34.15 | 75*75 mm dia PVC p-trap | No | 4
34.16 | 110*110 mm dia. PVC p-trap | No | 12
35 | Supplying and fixing HDPE pipe of PN6 (Soil, Waste) pipes with all necessary fittings, including cutting, jointing, sealing, installation of pipes and specials including making holes and cutting grooves on walls or floor and repairing the same to its original finish. Pipes to be installed on trenches or walls or floor or duct as per drawings specifications (Panchakanya, Prince, Supreme or equivalent), manufacturer's recommendations, instructions, cleaning of the system, testing and ready for operation. the material should confirm to PE100. The rate shall include for all labour and materials required. The measurement shall be done for running metres, fittings etc not payable separately.
35.1 | 160mm HDP PIPE WITH FITTING | Rm | 40
35.2 | 200mm HDP PIPE WITH FITTING | Rm | 40
36 | WATER TRANSFER PUMP
36.1 | Supplying and fixing Electric motor pump single or three phase with base, nut and bolts all complete set (Kirloskar, Compton, Servo or eqvt)
36.1.1 | 2 HP Electric motor water pump multi stage coupled pump (crompton). | Set | 2
36.1.2 | Pressure sensor switch for pump auto switch with all complete set. (Italian or eqv) | Set | 1
36.1.3 | CI Tank cover 24"*24" (50 kg) Square (Locking type) | No | 5
36.1.4 | CI cover 22"*22" (20 kg )medium Duty | No | 8
Sanitary work sub Total (C) Rs
D | ELECTRICAL WORK
37 | Panel & Distribution Boards
37.1 | Distribution board
37.1.1 | Distribution board 12 way SPN made of mild steel sheet double cover lockable Geco or eqvt. Flush type etc all complete | Set | 3
37.1.2 | Distribution board 6 way SPN made of mild steel sheet double cover lockable Geco or eqvt. Flush type etc all complete | Set | 1
37.1.3 | 6-32 Amps SP MCB Geco, North west, ISI or eqvt. For light and power supply | Nos | 34
37.1.4 | 6-32 Amps DP MCB Siemens, Geco,Legrend or eqvt. For main | Nos | 4
38 | Mains,Sub-Mains,Cables & Wires
38.1 | (2*6+1*1.5) sq.mm multistrand flexible cu wire for main in 3/4" HDPE polythene pipe from sub DB to DB etc, all complete | Rm | 100
38.2 | 10 sq.mm 4 core armoured copper cable for main panel board to DB,through Polythene pipe etc, all complete | Rm | 20
38.3 | 16 sq.mm 4 core armoured copper cable for NEA line to Main panel board,through Polythene pipe etc, all complete | Rm | 30
39 | CIRCUIT CUM POINT WIRING
39.1 | General Service Light/Fan/Exhaust Fan/ Call bell Point Wiring
39.1.1 | Supply,installation,testing and commissioning of light point /fan point wiring from DB to various points with 2.5 sqmm multistrand flexible cu wire through 1/2" internal dia HDPE conduit concealed via junction box and switch as per drawing and specification including cost of circular box and junction box and switch. Notes : 1) Average lenght per point = 12.5m Approximately | Point | 158
39.2 | Power Socket Point Wiring
39.2.1 | Supply and installation of 16A universal power socket point wiring with 2*4+1*1.5 sq mm multistraned copper wires through pvc listy or 3/4" internal dia HDPE conduit concealed from DB to various points, junction box as per drawing and specification. [Note : Average lenght per point = 12.5 m Approximately ] | Point | 36
40 | Switch Socket Outlets
40.1 | Supply,installation,interconnection,testing and commissioning of following type of switch socket including GI/PVC box,pvc listy to be installed in specified location and height all complete.
40.1.1 | 1 gang 1 way switch or North west type eqvt.etc all complete. | Nos | 4
40.1.2 | 1 gang 2 way switch or North west type eqvt.etc all complete. | Nos | 5
40.1.3 | 2 gang 1 way switch or North west type eqvt.etc all complete. | Nos | 11
40.1.4 | 3 gang 1 way switch or North west type eqvt.etc all complete. | Nos | 2
40.1.5 | 4 gang 1 way switch or North west type eqvt.etc all complete. | Nos | 3
40.1.6 | 6 gang 1 way switch or North west type eqvt.etc all complete. | Nos | 19
40.1.7 | 16/6 Amps combined S/socket flush type north west type or eqvt | Nos | 36
40.1.8 | Dimmer Single 750 Watt F fan regulator | Set | 48
41 | Light Fixtures/ Fan and Accessories
41.1 | Supply, storing,assembling,installation,testing and commissioning of wall/ceiling , surface/recessed,suspended types CFL/LED lighting fixtures including lamp,power factor improvement capacitor,electronics ballast, controle gear, LED driver etc
41.1.1 | 1'x1' 24W finished surface type LED panel light Wipro/Fiam/Philips or equivalent with Cover | Set | 48
41.1.2 | 12W finished surface type LED panel light round/square Wipro/Fiam/Philips or equivalent. | Set | 56
41.1.3 | Electrical bell musical type. | Set | 1
41.2 | Supply, installation,interconnection,testing and commisioning and putting into operation of following size of sweep ceiling/exhaust fans as per drawing specification including the adjustment hanging rod and louvers for exhaust fan as required.
41.2.1 | 48'' ceiling fan Almonard/Bajaj or eqvt.etc all complete. | Set | 48
41.2.2 | 9"exhaust fan Almonard /Bajaj or eqvt.etc all complete. | Set | 10
42 | Main Distribution panels
42.1 | Supply Installation and testing of main control panel out door ,wall mounting type, dust and vermin proof made of 16 SWG mild steel sheet cubical with type, dust and vermin proof made of 16 SWG mild steel sheet cubical with double cover and locking arrangement as per drawing, specification and instruction with following
42.1.1 | 60/100 Main Panel board made of mild steel sheet double cover floor mount suitable color push type lock suitable size for housing the following items, all complete.12''*36"*48" size(space for 5 no MCB) | set | 1
42.1.2 | 60 TP MCCB Siemens,Ge,Legrand or eqvt. for ingoing for sub panel board. | set | 1
42.1.3 | 20-30-40 TP MCB Siemens,Ge,Legrand or eqvt. for outgoing for sub panel board. | set | 5
42.1.4 | Voltmeter 0-500 v with selector switch | set | 1
42.1.5 | Indicator lamp with fuse. | set | 3
42.1.6 | Ammeter 0-500 A with selector switch | set | 1
42.1.7 | Selector switch | set | 1
42.1.8 | CT coil of suitable ratio | set | 3
42.1.9 | 16 A TP 25 KA MCB Siemens,Ge,Legrand or eqvt. for motor pump. | set | 1
43 | Earthing & Lighting Protection
43.1 | Earthing with cu plate size 65 cm x 65 cm x3.15 mm with G.N. 8 cu wire for earth continuity from panel board to earthing site all complete with necessary accessories: salt,coal,cu plate,HDEP polythene pipe etc) as per specification and instruction of site engineer. | Set | 3
43.2 | Supply , installation & testing of Air Termination Unit of 2m long solid copper rod of 16mm dia. to be mount on the roof of the building. | Set | 1
43.3 | Supply , installation & testing of 25mmx3mm copper strip from air termination unit to earth pit as per drawing,Specification and instruction of site engineer.Cost includes hook,gripes, screws,clamps and other accessories. | Rm. | 75
Sub Total of Electrical Works (D)
E | FURNITURE WORK
44 | CLASSROOM FURNITURE
44.1 | Student Desk (2 seater) (Symbol: D-01C):-Top Board: 19mm thick Plywood with 1mm Laminate top and 10mm pine wood edge lipping all around enamel painted; Foot Rest: 25x40x1.5mm MS Square Pipe; Frame: 25x25x1.5mm MS Square Pipe with book rack made of 16 gauge metal sheet;powder coated paint finish with rubber shoe, all complete. | No | 48
44.2 | Student Desk (3 seater) (Symbol: D-02C):-Top Board: 19mm thick Plywood with 1mm Laminate top and 10mm pine wood edge lipping all around, enamel painted; Foot Rest: 25x40x1.5mm MS Square Pipe; Frame: 25x25x1.5mm MS Square Pipe with book rack made of 16 gauge metal sheet; ;powder coated paint with rubber shoe, all complete. | No | 120
44.3 | Student Bench (2 seater) (Symbol: B-01C):-Top Board: 19mm thick Plywood with 1mm Laminate top and 10mm polished pine wood edge lipping all around, enamel painted; Foot Rest: 25x40x1.5mm MS Square Pipe; Frame: 25x25x1.5mm MS Square Pipe; ;powder coated paint with rubber shoe, all complete. | No | 48
44.4 | Student Bench (3 seater) (Symbol: B-02C):-Top Board: 19mm thick Plywood with 1mm Laminate top and 10mm polished pine wood edge lipping all around, enamel painted; Foot Rest: 25x40x1.5mm MS Square Pipe; Frame: 25x25x1.5mm MS Square Pipe; ;powder coated paint with rubber shoe, all complete. | No | 120
44.5 | ECD Student Desk (6 seater) (Symbol: D-03):-Top Board: 19mm thick Plywood with 1mm Laminate top and 10mm pine wood edge lipping all around, enamel painted;Support: 25mm thick Plywood with25x3mm strap support at the three corners; ;enamel paint with laminate finish with nylone shoe, all complete. | No | 3
44.6 | Teacher's Table (Symbol: T-01):-Top Board: 19mm thick Plywood with 1mm Laminate top and 10mm pine wood edge lipping all around enamel painted; Foot Rest: 25x40x1.5mm MS Square Pipe; Frame: 25x25x1.5mm MS Square Pipe; ;powder coated paint with rubber shoe, all complete. | No | 12
44.7 | Teacher's Chair (Symbol: C-01):-Seat with back rest; Metal frame, without arm rest, rubber shoe cap, ;powder coated paint finish, all complete | No | 12
44.8 | Soft Board (Symbol: F-01):-Front board: 12 mm soft board over 12mm plywood with fabric cover and enamel painted pine wood edging, including 2 hanging eye-hooks and stay; Support frame : 25x25x1mm MS Square Pipe powder coated paint finish, all complete. | No | 12
44.9 | White Board (Symbol: F-02):-Front board: 19 mm ply board with with 1mm white laminate gloss finish top cover and wood edging, including 3 eye hooks, stay and marker pad; Support frame : 25x25x1mm MS Square Pipe, powder coated paint all complete | No | 12
Sub Total of Furniture Works (E)
Sub Total For Shree Bal Bikas Secondary School, Ghorahi Sub-metropolitan City, Dang(I=B+C+D+E)=

## BOQ_Janta SS, Kapilvastu
Government of Nepal
Ministry of Education and Sports
Central Level Project Implementation Unit
SanoThimi, Bhaktapur, Nepal.
BILL OF QUANTITY
Project :- Construction of School Buildings in Ten Schools of Banke, Dang, Kapilvastu, Rupandehi, and Nawalparasi (East) district (having 2000+ students)
Contract Id No.: MoES/CLPIU/GoN/Works/2082-083/NCB-07
Location :- Banke, Dang, Kapilvastu, Rupandehi, and Nawalparasi (East)
A. The Rate quoted here under shall be inclusive of:
1.Supplying the Materials along with accessories and equipments to the site all complete.
2. Laying, fixing and erecting them in position all complete as per general practices,specifications and instructions of Site Engineer.
3.Tests and Maintenance up to the period specified in the agreement.
B. The Itemwise Rate should be quoted without VAT | [5 empty] | F/Y :- 2082/083
Item.No | Description | Unit | Total Quantity | Rate(NRs.) Excluding VAT |  | Total Amount | Remarks
|  |  |  | In figure | In Words
(vi) Shree Janta Secondary School, Banganga municipality, Kapilvastu
B | CIVIL WORK
1 | GENERAL
1.1 | Providing and maintining site office of two rooms having total area 20 sq.m(approximately) for the use of client, consultant, contractor and visitors during the entire period of construction including office 4 number of chair, 2 number of table, lockable file cabinet etc. as per the given drawing.The site ofice to be located near the entrance of the construction area wherever possible. | Month | 18
1.2 | Barricating the construction area to maintain construction site safe and also constructing toilet and camp for labour during entire construction period as per site condition and as per instruction of Engineer. | Job | 1
1.3 | Making fitting & fixing project information and social/safeguard information board of approximately 4'x6' size written in plain sheet in tubular pipe frame all complete as per drawing, specification and instruction of Engineer. | No. | 2
1.4 | Making fitting & fixing classroom name plate all complete work as per drawing,specification and instruction of Engineer. | No. | 15
1.5 | Making fitting and fixing school name hoarding board at top of gate all complete work as per specification and instruction of Egineer. | Job | 1
1.6 | Health and Safety-Helmets,Gloves,Boot,Safety glasses/face shields,earplugs/ear muffs,First Aid tools,etc as required bythe contract clause and techical specification,the number of safety materials personel protection equipment(PPE) shall be minimum but not limited to 40 sets during construction period.Payment shall be made in prorata basis over the entire project duration. | LS | 1
1.7 | Photographic Records-Providing Photographs (digital) and color prints of all construction sites showing the major construction activities for inclusion in monthly periodic progress reports to the satisfaction of the Engineers(at least 10 photos of each construction site shall be included in each monthly photographic record). | No. | 18
2 | SITE CLEARANCE AND LAYOUT
2.1 | Clearing the site by removing the bushes, trees, concrete pavement and hard surface whatever at site up to its root depth including the layout work, marking the trench, construction of permanent reference points along each grid precisely in line and level and including construction of all necessary staff and labor facilities,provision of water and electricity for entire project period. | Sq.m | 735.21
3 | EARTHWORK IN EXCAVATION
3.1 | Excavation in foundations in all type of soils mannually for foundation, trenches, footing, pits etc. to the required depth including dewatering by manual or mechanical means etc. as per specifications with all contractor’s own machinery and equipment's, providing crossing of track, shoring, strutting, timbering and buttressing with appropriate materials and all such measures necessary to retain in position the sides of the foundation pit and including refilling the excavated material with watering, ramming, leveling the site and disposing off the surplus/unusable earth within 50m all complete as per drawings, specifications and instructions of the Engineer. | Cu.m | 938.45
4 | BACK FILLING & DISPOSAL OF EXCESS SOIL
4.1 | Back filling in foundation and sides of foundation with approved soil obtained from the excavation at site and stacked at site or brought from outside in layer not exceeding 15 cm thick (compacted thickness) including transportation of soil, spreading in required line and level, sprinkling water, ramming, compacting with mechanical rammers, testing, etc., all complete as per drawing, specification and instructions of the Engineer. | Cu.m | 814.16
4.2 | Disposing of excess excavated soil and debris coming out from the demolition of PCC, RCC, Masonry and plaster, etc out of school premises by 3 T capacity truck upto haulage distance of 2.5 Km as per instruction of site engineer. | Cu.m | 124.29
5 | FLAT BRICK SOLING
5.1 | Providing and laying flat brick soling in foundation,floors of building, steps and ramps including filling interstices with suitable quarry sand, watering, compacting using appropriate mechanical compaction means with all contractors materials, handling, placing etc. all complete as per drawings, specifications and instruction of the Engineer. The complete item including all lead & lift. | Sqm | 808.82
6 | SAND FILLING
6.1 | Filling sand in floor by sprinkling of water and compaction by labour including lead as per drawing specification and instruction of the Consultant/Engineer all complete. | Cu.m | 31.49
6.2 | Filling with Brick Bats from 15mm to 150mm brick bat size,water spraying and compaction including transportation all complete. | Cu.m | 35.46
7 | 500 MICRON POLYTHENE SHEET
7.1 | Supplying and laying 500 micron tear proof good quality polythene above the compacted brick soling. The overlaping of the sheet must be more than 230mm in all side to prevent moisture throught it. The cost should be inclusive of all material and labour cost, as per design drawing, specification and instruction of the Engineer, all complete. | Sq.m | 331.05
8 | BRICK/ STONE MASONRY WORKS
8.1 | BRICK MASONRY WORKS ( 1 : 6 CSM ) upto GF
8.1.1 | Providing and laying first class chimney fired brick one or more brick thick wall (230mm thick or more) (whatever be the size of brick, the thickness of one full brick wall shall be taken as 230mm) in cement mortar 1:6 (1 cement : 6 coarse sand) in building up to ground floor and other specified places in all heights and level including the cost of single or multi stage scaffolding, soaking bricks, curing, raking joints, provision for recesses, openings, toothing etc., all complete as per drawing, specifications and instructions of the Engineer. | Cu.m | 304.52
8.2 | BRICK MASONRY WORKS ( 1 : 6 CSM ) above GF
8.2.1 | Providing and laying first class local chimney made brick one or more brick thick wall (230mm thick or more) (whatever be the size of brick, the thickness of one full brick wall shall be taken as 230mm) in cement mortar 1:6 (1 cement : 6 coarse sand) in superstructure above ground floor in all heights and level including the cost of single or multi stage self standing scaffolding, soaking bricks, curing, raking joints, provision for recesses, openings, toothing etc., all complete as per drawing, specifications and instructions of the Engineer. | Cu.m | 114.46
8.3 | HALF BRICK WORKS ( 1 : 4 CSM )
8.3.1 | Providing and laying non-fairfaced half brick (115mm thick) work masonry in cement mortar 1:4 (1 cement:4 sand) in superstructure with approved first class fired bricks in perfect line & level, required size and shape at any height and level, including the cost of single or multi stage scaffolding, cleaning, soaking of the bricks, packing of the joints, raking joints, provision for recesses, openings, curing, providing 25x3mm GI Straps Fixed to columns at every 5th course of brick and 60mm width 14 gauge welded GI mesh anchored to GI strap, all complete as per design, drawing, specifications instructions of the Engineer. | Sq.m | 52.38
9 | CONCRETE WORKS
9.1 | P.C.C (1:3:6) Works
9.1.1 | Providing and laying machine mixed Plain Cement Concrete of nominal mix 1:3:6, (1 cement : 3 sand : 6 coarse aggregate ) M10 grade for leveling course in foundations and under floor of building, etc. in all level with broken stone aggregate of size not more than 25 mm of approved quality including formwork wherever necessary, dewatering, batching, mixing, transporting, placing, compacting, curing, including all lead and lift, etc. all complete as per drawings, specifications and the instructions of the Engineer. | Cu.m | 33.66
9.2 | P.C.C (1:2:4) Works
9.2.1 | Providing and laying machine mixed Plain Cement Concrete of nominal mix 1:2:4, (1 cement : 2 sand : 4 coarse aggregate ) M15 grade for leveling course in foundations and under floor of building, etc. in all level with broken stone aggregate of size not more than 25 mm of approved quality including formwork wherever necessary, dewatering, batching, mixing, transporting, placing, compacting, curing, including all lead and lift, etc. all complete as per drawings, specifications and the instructions of the Engineer. | Cu.m | 35.94
9.3 | P.C.C. FOR R.C.C. (1:1.5:3) WORKS
9.3.1 | Providing and laying in position machine mixed and machine vibrated cement concrete of mix 1:1.5:3 (1 cement:1.5 sand:3 coarse aggreagate) M20 grade for reinforced cement concrete work using approved cement with 20 mm graded machine crushed stone aggregate of approved quality in various locations and heights including transportation of concrete to site of placing, compaction, finished to required line and level, protection and curing, etc. all complete as per drawings, specifications and the instructions of the Engineer, but excluding the cost of centering, shuttering, and reinforcement all complete as per drawings, specifications and instructions of the Engineer(RCC work without Silica Cement Admixture) | Cu.m | 60.37
9.4 | P.C.C. FOR R.C.C. (1:1:2) WORKS
9.4.1 | Providing and laying in position machine mixed and machine vibrated cement concrete of mix 1:1:2 (1 cement:1 sand: 2 coarse aggreagate) M25 grade for reinforced cement concrete work using approved cement with 20 mm graded machine crushed stone aggregate of approved quality in various locations and heights including transportation of concrete to site of placing, compaction, finished to required line and level, protection and curing, etc. all complete as per drawings, specifications and the instructions of the Engineer, but excluding the cost of centering, shuttering, and reinforcement all complete as per drawings, specifications and instructions of the Engineer.(RCC work without Silica Cement Admixture.) | Cu.m | 378.38
10 | FORM WORKS
10.1 | Supplying and laying centering, shuttering of various pattern formworks with 19mm thick water proof ply wood & steel adjustable props for all kinds of RCC works for foundations, columns, shear walls, beams, slab, staircase, lintel, sill, pergola, including nails, propping scaffolding, staging, supporting and bracing in proper lines and level, sealing the joints with heavy duty brown self adhesive tape, aligning to line and levels including Ties, PVC Spacer, Providing openings/ cutouts/ pockets, applying De-shuttering chemical, De-shuttering as approved by the Engineer etc., complete at all levels as per drawing, specifications and instructions of the Engineer. | Sq.m | 2742.5
11 | STEEL REINFORCEMENT
11.1 | Providing and fixing in position Fe 500 steel reinforcement of various diameter confirming to relevant IS code in R.C.C. works including straightening, cutting, bending, binding with 20 SWG annealed wire for tying the reinforcement bars at each junctions (binding wire shall not be measured separately) including all waste and cut pieces, provision for adequate numbers of spacers, chairs, providing and placing cement mortar (1:1) cover blocks to keep the bars in intended position at all levels all complete as per drawings, specifications and instructions of the Engineer. (Authorized lap length and for the bar length exceeding 10 meter in length shall be measured for the payment). | Kg | 73295.16
12 | FLOORING AND FINISHING WORKS
12.1 | 38mm thick P.C.C. in (1:2:4) with cement punning (1:1) for flooring work with approved floor hardener (Dreitop FH,Mapetop,Fairtop,Sika Chapdur or equivalent floor hardener) with approved quality cement, sand & aggregare 12mm and down grade in perfect line and level finishing including mixing,laying curing all complete work as per specification | Sq.m | 662.71
12.2 | 50mm thick P.C.C. in (1:2:4) with cement punning (1:1) for flooring work with approved floor hardener (Dreitop FH,Mapetop,Fairtop,Sika Chapdur or equivalent floor hardener) with approved quality cement, sand & aggregare 12mm and down grade in perfect line and level finishing including mixing,laying curing all complete work as per specification | Sq.m | 307.76
12.3 | KOTA STONE WORK
12.3.1 | Supplying and laying of 20 mm thick Kota stone flooring work in cement sand 1:4 mortar in perfect line and level finishing including polishing and finishing work all complete as per drawing,specification and instruction of site engineer. | Sq.m | 401.68
12.3.2 | Kota stone nosing work in staircase riser all complete. | Rm | 269.7
12.3.3 | Supplying and laying 100mm height, 20mm thick Kota stone skirting work in 1:4 C/S mortar in line and level all complete as per drawing,specification and instruction of site engineer.. | Rm | 226.65
12.4 | Providing and laying of 3mm thick cement and sand punning in 1:1 cement sand ratio on floors, dado etc. including claening , watering in surface and rubbing with steel trowel for hard and smooth syrface and curing all complete as per drawing, specification and instructions of the Engineer. | Sq.m | 430.73
12.5 | Providing and laying 6mm porcelain glazed tiles on walls and floor of approved colored laid with cement sand mortar(1:4) finished with white cement including polishing all complete as per specification and instruction of site engineer
12.5.1 | On wall | Sq.m | 125.33
12.5.2 | On floor | Sq.m | 27.76
13 | PLASTERING WORKS
13.1 | 12.5mm. Th. Cement sand plaster (1:3) work on ceiling surfaces of good finish in perfect line level and plumb including grooving in plaster wherever shown in drawings including chiselling racking the joints, wetting the surface and curing the work all complete as per specification and instruction of the consultant/engineer all complete | Sq.m | 1351.27
13.2 | 20mm. Th. Cement sand plaster (1:4) work on buiding inner wall surface of good finish in perfect line level and plumb including grooving in plaster wherever shown in drawings including chiselling racking the joints, wetting the surface and curing the work all complete as per specification and instruction of the consultant/engineer all complete | Sq.m | 1471.06
13.3 | 12.50mm. Th. Cement sand plaster (1:4)work on building outer wall surfaces of good finish in perfect line level and plumb including grooving in plaster wherever shown in drawings including chiselling racking the joints, wetting the surface and curing the work all complete as per specification and instruction of the consultant/engineer all complete | Sq.m | 1095.66
13.4 | 20mm. Th. Cement sand plaster (1:4)work on floor (Riser,tread,drain, apron,manhole,septic tank,inner wall and floor of water tank))with approved floor hardener (Dreitop FH,Mapetop,Fairtop,Sika Chapdur or equivalent floor hardener) of good finish in perfect line level including grooving in plaster wherever shown in drawings including chiselling racking the joints, wetting the surface and curing the work all complete as per specification and instruction of the consultant/engineer all complete | Sq.m | 236.44
13.5 | 3/4X1.5" thick pani patti in cement sand mortar(1:3) in cantiliver portion of slab in perfect line and level racking the joints, wetting the surface and curing the work all complete as per specification an.d construction of the consultant/engineer all complete | Rm | 366.51
13.6 | Providing and fixing chicken wire mesh at joint of beam,column and wall before plastering the surface as per specification and instruction of the consultant/engineer all complete. | Sqm | 434.41
13.7 | CEMENT SKIRTING
13.7.1 | Providing, laying and curing 100 mm height and 18 mm thick Cement Plaster Skirting with C.M. 1:3 (1 Cement :3 Coarse sand), on perfect line & level, finished with a floating coat of neat cement including rounding of junctions and slanted finish at top in 45 degree, as per design, specification and instruction of the Engineer, all complete. | Rm | 409.25
14 | DOORS AND WINDOWS
14.1 | POWDER COATED DOOR
14.1.1 | Providing and fixing in position in required line and level folded (machine folded rolled forming) Steel door frame of size shown in drawings manufacture from iron sheet of 1.60 mm thick having width 230mm with 4" ss premium hinges, jamb, lock jamb, head and hot phosphating pure polyster(PP) powder coated, welded on rigidly fixed together by mechanical means, adjustable lugs with split end tail to each jamb including steel butt hinges with mortar guards, reinforcing to door hardware, strike-plate, as requiredall complete as per drawings, specification and instruction of the Engineer.Providing, fabrication and installation in position 25 mm thick door shutter made with 25mm x 40mm x 1.5mm MS rectangle pipe fabricate to required size and shape stiles and mullions, infill panel filled with 1mm thick x 100mm wide strip MS sheet in required shape and size with stiffening strips including the required numbers and sizes hardware like hinges, tower-bolts, handles, aldrops with pad-lock,applying nine tank processing hot phosphating pure polyster(PP) powder coated, welded on rigidly fixed together by mechanical means, adjustable lugs with split end tail to each jamb including steel bush hinges with mortar guards, reinforcing to door hardware, strike-plate as requiredall complete as per drawings, specification and instruction of the Engineer(Door without ventilation) | Sq.m | 87.5
14.2 | POWDER COATED WINDOW
14.2.1 | Providing and fixing in position in required line and level folded (machine folded rolled forming) Steel window frame of size shown in drawings manufacture from iron sheet of 1.60 mm thick having width 230mm with 4" ss premium hinges, jamb, lock jamb, head and hot phosphating pure polyster(PP) powder coated, welded on rigidly fixed together by mechanical means, adjustable lugs with split end tail to each jamb including steel butt hinges with mortar guards, reinforcing to window hardware, strike-plate, as requiredall complete as per drawings, specification and instruction of the Engineer.Providing, fabrication and installation in position 28.8mm thick window shutter made by using 1mm thick 190mm wide sheet folded styles and mullions with 5mm thick glass panel at top and infill pannel filled with 1mm thick x 100mm wide strip MS sheet in required shape and size with stiffening strips including the required numbers and sizes hardware like hinges, tower-bolts, handles, aldrops with pad-lock,applying nine tank processing hot phosphating pure polyster(PP) powder coated, welded on rigidly fixed together by mechanical means, adjustable lugs with split end tail to each jamb including steel butt hinges with mortar guards, reinforcing to door hardware, strike-plate as requiredall complete as per drawings, specification and instruction of the Engineer.Also providing,fabrication and installation og MS grill made with 8mm X 8mm solid core square rod grill with Powder coated finishing or better quality all complete as per the instruction of site engineer(Window with two shutters and middle fixed portion(glass panel at upper part and metal sheet at lower part)) | Sq.m | 111.6
14.2.2 | Providing and fixing in position in required line and level folded (machine folded rolled forming) Steel window frame of size shown in drawings manufacture from iron sheet of 1.60 mm thick having width 230mm with 4" ss premium hinges, jamb, lock jamb, head and hot phosphating pure polyster(PP) powder coated, welded on rigidly fixed together by mechanical means, adjustable lugs with split end tail to each jamb including steel butt hinges with mortar guards, reinforcing to window hardware, strike-plate, as requiredall complete as per drawings, specification and instruction of the Engineer.Providing, fabrication and installation in position 28.8mm thick window shutter made by using 1mm thick 190mm wide sheet folded styles and mullions with 5mm thick glass panel at top and infill pannel filled with 1mm thick x 100mm wide strip MS sheet in required shape and size with stiffening strips including the required numbers and sizes hardware like hinges, tower-bolts, handles, aldrops with pad-lock,applying nine tank processing hot phosphating pure polyster(PP) powder coated, welded on rigidly fixed together by mechanical means, adjustable lugs with split end tail to each jamb including steel butt hinges with mortar guards, reinforcing to door hardware, strike-plate as requiredall complete as per drawings, specification and instruction of the Engineer.Also providing,fabrication and installation og MS grill made with 8mm X 8mm solid core square rod grill with Powder coated finishing or better quality all complete as per the instruction of site engineer(Window and ventilation with fixed glass) | Sq.m | 7.65
15 | PAINT WORKS
15.1 | PLASTIC EMULSION PAINT
15.1.1 | Providing and applying two or more coats of plastic emulsion paint of approved manufacturer and shade over a coat of alkali resistant cement primer of approved manufacturer as per manufacturer's specifications to the surface of wall, ceiling, beams columns, canopies, staircase, lobbies etc., all complete as per drawings, specifications and instruction. The rates shall include for scraping, washing the surface with water, surface preparation, scaffolding etc., all complete as per the manufacturer's recommendations and as approved by the Engineer. | Sq.m | 1938.86
15.2 | EXTERIOR WEATHER PAINT
15.2.1 | Painting on Exterior Wall surface with two coats of weather coat (Must be ISO 9001 : 2000 certified company) of approved color and shade over one coat of primer to give uniform coloring and quality floss finish after proper surface preparation, all complete as per drawing, specification and instruction of the Engineer, all complete. | Sq.m | 1779.97
15.3 | ENAMEL PAINT
15.3.1 | Two coats of ready made Enamel paints of approved colour over one coats of primer painting over properly sanded wooden surface and MS pipe railing all complete as per specification and instruction of the engineer. | Sq.m | 441.47
15.4 | Wall Putty work in inner wall surface and room ceiling
15.4.1 | Supplying and painting two coat of wall putty of approved quality on inner wall and ceiling of building over porperly cleaned surface all complete as per specification and instruction. | Sq.m | 2599.1
16 | RAILING WORK
16.1 | Staircase railing work with 50mm dia Mild steel pipe of medium class as hand railing with 50mm dia Mild steel pipe as vertical post at 2m spacing and three layers of 25mm dia Mild steel pipe of medium class between hand rail and ground on height 750 to 900 mm all complete as per design drawing & specification & instructon site incharge.(Staircase railing work) | Kg | 381.86
16.2 | Veranda Railing Work
16.2.1 | Fitting and fixing of railing on veranda,over parapet wall with 65mm dia Mild steel pipe of medium class as hand railing and vertical post, two layers of 50mm dia medium class MS pipe as horizontal members with 25mm dia Mild steel pipe of medium class as vertical members all complete as per drawing, instruction and specification. | Kg | 4324.4
16.2.2 | Supplying,fitting and fixing Mild Steel plates for parapet railing work as per drawing, specification and instruction of the engineer . | Kg | 256.95
16.2.3 | Supplying,fitting and fixing anchor bolts for parapet railing work as per drawing, specification and instruction of the engineer . | Kg | 76.95
16.2.4 | Fitting and fixing of railing for ramp with 50mm dia MS pipe of medium class on hand railing with 50mm dia MS pipe of medium class as vertical post with one horizontal line 50mm dia MS pipe all complete as per drawing, instruction & specification. | Kg | 330.81
17 | COLLAPSIBLE GATE
17.1 | Supplying and fixing in position local made collapsible gate of approved size and make properly fabricated with vertical double channels 20 x 10 x 2mm at 100mm centers and braced with M.S. flat diagonal 20 x 5mm, with top and bottom rails of T iron 40 x 40 x 6mm with 38mm dia steel pulleys complete with bolts nuts locking arrangements steppers handles including red oxide primer coat,two coat enamel paint and necessary fittings as per drawing, specification and direction of the engineer. | Sqm | 9.8
18 | SPIRAL STAIRCASE
18.1 | Fabricating,supplying & fixing of spiral staircase with 4"-6" black pipe post medium class, 20mm square pipe railing , 32mm handrail, width of staircase 90cm including red oxide primer coat and necessary fittings as per drawing, specification and direction of the engineer. | Rm | 3.6
19 | WATER PROOFING TREATMENT
19.1 | Elastocrete cementitious elastometric water proofing coating 2 components capacity per kg 6 sq.ft 2 coat including supply and applying all complete work as per drawing, specification and direction of the engineer . | Sqm | 307.76
20 | WATER TANK STAND
20.1 | Supplying,fitting and fixing MS square pipe and angle fabrication with primer paint all complete as per drawing,specification and instruction of site engineer. | Kg | 420.9
21 | TUFF PAVER (CONCRETE BLOCK)
21.1 | Providing and laying 60mm thick tuff paver cement concrete (Interlocking Block) over 50mm thick sand bed in footpath including excavation, sand bedding etc. all complete as per drawings, specifications and the instructions of the Engineer. | Sq.m | 45
21.2 | BLACK PIPE FOR INCINERATOR Supplying fitting and fixing MS circular/square pipe(medium size) with necessary base plates along with primer paint all complete as per drawing specification and instruction of site engineer | Kg | 41.83
22 | Metal Grating for Appron
22.1 | supplying, fitting & fixing 25*25*5mm angle on edges, 20*5mm iron flat at 50mm c/c spacing with all necessary hardware and fittings all complete as per drawing, instruction and specification. | Kg | 1093.41
23 | Site Clearance Work
23.1 | Site clearance work before starting the work and after completion of work including disposing of unused materials away from site and proper levelling all complete as per instruction of site technician. | LS | 1
| Civil work+Micellaneous Items Sub Total (B) Rs | [6 empty] | #REF!
C | SANITARY WORK
24 | Supplying and Fixing White glazed porcelain clay One Piece commode with 'P ' & 'S ' trap and slow falling seat cover complete set.(Hindware, Paryware, Somany, cera or eqv.)
24.1 | White glazed porcelain clay One Piece commode with 'P ' & 'S ' trap and slow falling seat cover.(Hindware, Paryware, Somany, cera or eqv.) all complete set. | set | 1
25 | Supplying and Fixing White glazed earthenware Indian pattern Orissa Pan with low level porcelain clay flushing cistern ,trap,pipe connector with complete accessories including bracket, flushing pipe,pipe connector etc. all complete set(Hindware,parryware or equivalent).
25.1 | 580 mm size Porcelain clay white glazed Orissa pan with low level glazed cistern complete set (Hindware, Parryware, Classica, bolan or equivalent.) | set | 6
26 | Supplying and fixing White glaze Porcelian clay wash basin/ Oval 50*40 cm with brackets 32mm dia p trap, 32mm CP waste coupling CP chain and rubber plug, 15mm*450mm long c.p. pipe connector etc all complete. (Sanitaryware: Hindware, Parrywareor equivalent). Valve:- jaquar, ark, Ess Ess or equivalent)
26.1 | Indian pattern Porcelain clay white glaze Oval Wash Basin 50x40cm with mixer (jaquar,parryware,or equ. All complete set | set | 2
27 | Small Flat back White glazed squatting plate urinal set(45x35)cm all complete set | Set | 2
28 | Supplying and Fixing Indian pattern C.P. valves with wall flange Including c.p. nipple all complete set.
28.1 | 15mm CP Bib Cock | No | 9
28.2 | 15mm stainless steel bib cock | No | 6
28.3 | 15mm Auto closing bib cock with aerator | No | 6
28.4 | Urinal spreader | No | 6
28.5 | C.P. 15mm dia Angle valve. | No | 4
28.6 | 15mm Stainless Steel two way angle valve | No | 3
28.7 | 15mm C.P commode spray with 1.2 m. long flexible pipe. | No | 1
29 | Supplying and fixing Indian pattern bathroom accessories all complete set
29.1 | CP Toilet Paper Holder heavy | No | 1
29.2 | PVC Floor Trap 11*7.5cm (4"*2.5") | No | 10
29.3 | 32 mm Pvc bottle trap with 32mm Dia CP waste coupling with CP chain and rubber plug etc | No. | 2
29.4 | 1.5x45cm(1/2"x18") pipe connector | No. | 2
29.5 | Grab bar European standard | No | 4
29.6 | CHROME PLATE SOAP DISH. | Set | 6
29.7 | Stainless steel towel rod 1.5*45cm (1/2"*18") | Set | 3
29.8 | Looking mirror Modi guard 450*600mm (18"*24") | No | 6
29.9 | Foldable Hinge | No | 1
29.1 | 5 kg fire extingusher ABC type Minimax, all complete set eversafe or equivalent . | No | 3
30 | WATER SUPPLY INSTALLATION
30.1 | Supplying and fixing CPVC:- Chlorinated Poly Vinyl Chloride pipe (hot and cold). Or equivalent with CPVC fittings/ specials(Tees, elbows, Unions etc) clamps (m.s. plate with nut and bolt with hexagonal screws for clamp in ceiling,wall), nails, including jointing materials, installation of pipes and specials including making holes on walls or floor and repairing the sams to its original finish, all complete set as per specification and instruction. Pipes to be installed on trenches or walls or floor or duct as per drawings, specifications and instructions, cleaning of the system, testing and ready for operation. The rate shall include for all labour and materials required. The measurement shall be done for running metres, fittings etc not payable separately.
30.1.1 | 15 mm CPVC (Chrorinated Polyvinyl Chloride) Pipe SDR 11 CTS. 28.1kg/cm2 (flowguard or ISI Standard.) | Rm | 60
30.1.2 | 20 mm CPVC (Chrorinated Polyvinyl Chloride) Pipe SDR 11 CTS. 28.1kg/cm2 (flowguard or ISI Standard.) | Rm | 60
30.1.3 | 25 mm CPVC (Chrorinated Polyvinyl Chloride) Pipe SDR 11 CTS. 28.1kg/cm2 (flowguard or ISI Standard.) | Rm | 50
30.1.4 | 32 mm CPVC (Chrorinated Polyvinyl Chloride) Pipe SDR 11 CTS. 28.1kg/cm2 (flowguard or ISI Standard.) | Rm | 40
30.1.5 | 40 mm CPVC (Chrorinated Polyvinyl Chloride) Pipe SDR 11 CTS. 28.1kg/cm2 (flowguard or ISI Standard.) | Rm | 50
31 | Supplying and fixing CPVC:- Chlorinated Poly Vinyl Chloride valve including jointing materials all complete set as per specification and instruction.
31.1 | 15 mm dia CPVC Ball Valve, CTS Socket all complete | No | 5
31.2 | 20 mm dia CPVC Ball Valve, CTS Socket all complete | No | 5
31.3 | 25 mm dia CPVC Ball Valve, CTS Socket all complete | No | 5
31.4 | 32 mm dia CPVC Ball Valve, CTS Socket all complete | No | 5
31.5 | 40 mm dia CPVC Ball Valve, CTS Socket all complete | No | 5
31.6 | G.M. 40mm gate valve | No | 2
32 | Supplying and fixing stainless steel roof water tank with cover including drain hole, inlet, outlet, over flow etc. all complete set.
32.1 | 1000 ltr. Stainless steel water tank (304 grade steel) fitting with all complete. | No | 1
32.2 | 2000 ltr. Stainless steel water tank (304 grade steel) fitting with all complete. | No | 2
33 | SEWER, RAIN AND WASTE WATER INSTALLATION
33.1 | Supplying and fixing UPVC pipe( Soil, Waste, Rain) pipes with all necessary ring gaskets, PVC fittings, including MS clamps, hangers, cutting, jointing, sealing, installation of pipes and specials including making holes and cutting grooves on walls or floor and repairing the same to its original finish. Pipes to be installed on trenches or walls or floor or duct as per drawings specifications (Panchakanya, Prince, Supreme), manufacturer's recommendations, instructions, cleaning of the system, testing and ready for operation. The rate shall include for all labour and materials required. The measurement shall be done for running metres, fittings etc not payable separately.
33.1.2 | 50mm PVC pipe of 6 kg/cm2 | Rm | 25
33.1.2 | 75mm PVC pipe of 6 kg/cm2 | Rm | 45
33.1.3 | 110mm PVC pipe of 6 kg/cm2 | Rm | 112
34 | Supplying and Fixing UPVC specials with O ring rubber washer, Pvc liquid(Solvent cement), Pvc cream, all complete set as per specification and instruction. ( Panchakanya, Prince, Supreme)
34.1 | 50mm dia UPVC 90 degree bend | No | 8
34.2 | 50mm dia UPVC 45 degree bend | No | 2
34.3 | 75mm dia UPVC 45 degree bend | No | 8
34.4 | 75 mm dia UPVC vent cowl | No | 2
34.5 | 75 mm dia UPVC Y-Brance | No | 5
34.6 | 75 mm dia pipe clip. | No | 15
34.7 | 110 mm Bend 45 degree bend | No | 10
34.8 | 75 mm dia UPVC plain/door Tee. | No | 5
34.9 | 75 mm dia UPVC 90 degree bend | No | 5
34.1 | 110 mm dia UPVC vent cowl | No | 2
34.11 | 110 mm dia UPVC plain door Tee | No | 5
34.12 | 110 mm dia UPVC 90 degrees bend | No | 17
34.13 | 110 mm dia Y-Brance | No | 8
34.14 | 110 mm dia UPVC pipe clip. | No | 52
34.15 | 75*75 mm dia PVC p-trap | No | 4
34.16 | 110*110 mm dia. PVC p-trap | No | 12
35 | Supplying and fixing HDPE pipe of PN6 (Soil, Waste) pipes with all necessary fittings, including cutting, jointing, sealing, installation of pipes and specials including making holes and cutting grooves on walls or floor and repairing the same to its original finish. Pipes to be installed on trenches or walls or floor or duct as per drawings specifications (Panchakanya, Prince, Supreme or equivalent), manufacturer's recommendations, instructions, cleaning of the system, testing and ready for operation. the material should confirm to PE100. The rate shall include for all labour and materials required. The measurement shall be done for running metres, fittings etc not payable separately.
35.1 | 160mm HDP PIPE WITH FITTING | Rm | 40
35.2 | 200mm HDP PIPE WITH FITTING | Rm | 40
36 | WATER TRANSFER PUMP
36.1 | Supplying and fixing Electric motor pump single or three phase with base, nut and bolts all complete set (Kirloskar, Compton, Servo or eqvt)
36.1.1 | 2 HP Electric motor water pump multi stage coupled pump (crompton). | Set | 2
36.1.2 | Pressure sensor switch for pump auto switch with all complete set. (Italian or eqv) | Set | 1
36.1.3 | CI Tank cover 24"*24" (50 kg) Square (Locking type) | No | 5
36.1.4 | CI cover 22"*22" (20 kg )medium Duty | No | 8
Sanitary work sub Total (C) Rs
D | ELECTRICAL WORK
37 | Panel & Distribution Boards
37.1 | Distribution board
37.1.1 | Distribution board 12 way SPN made of mild steel sheet double cover lockable Geco or eqvt. Flush type etc all complete | Set | 3
37.1.2 | Distribution board 6 way SPN made of mild steel sheet double cover lockable Geco or eqvt. Flush type etc all complete | Set | 1
37.1.3 | 6-32 Amps SP MCB Geco, North west, ISI or eqvt. For light and power supply | Nos | 34
37.1.4 | 6-32 Amps DP MCB Siemens, Geco,Legrend or eqvt. For main | Nos | 4
38 | Mains,Sub-Mains,Cables & Wires
38.1 | (2*6+1*1.5) sq.mm multistrand flexible cu wire for main in 3/4" HDPE polythene pipe from sub DB to DB etc, all complete | Rm | 100
38.2 | 10 sq.mm 4 core armoured copper cable for main panel board to DB,through Polythene pipe etc, all complete | Rm | 20
38.3 | 16 sq.mm 4 core armoured copper cable for NEA line to Main panel board,through Polythene pipe etc, all complete | Rm | 30
39 | CIRCUIT CUM POINT WIRING
39.1 | General Service Light/Fan/Exhaust Fan/ Call bell Point Wiring
39.1.1 | Supply,installation,testing and commissioning of light point /fan point wiring from DB to various points with 2.5 sqmm multistrand flexible cu wire through 1/2" internal dia HDPE conduit concealed via junction box and switch as per drawing and specification including cost of circular box and junction box and switch. Notes : 1) Average lenght per point = 12.5m Approximately | Point | 158
39.2 | Power Socket Point Wiring
39.2.1 | Supply and installation of 16A universal power socket point wiring with 2*4+1*1.5 sq mm multistraned copper wires through pvc listy or 3/4" internal dia HDPE conduit concealed from DB to various points, junction box as per drawing and specification. [Note : Average lenght per point = 12.5 m Approximately ] | Point | 36
40 | Switch Socket Outlets
40.1 | Supply,installation,interconnection,testing and commissioning of following type of switch socket including GI/PVC box,pvc listy to be installed in specified location and height all complete.
40.1.1 | 1 gang 1 way switch or North west type eqvt.etc all complete. | Nos | 4
40.1.2 | 1 gang 2 way switch or North west type eqvt.etc all complete. | Nos | 5
40.1.3 | 2 gang 1 way switch or North west type eqvt.etc all complete. | Nos | 11
40.1.4 | 3 gang 1 way switch or North west type eqvt.etc all complete. | Nos | 2
40.1.5 | 4 gang 1 way switch or North west type eqvt.etc all complete. | Nos | 3
40.1.6 | 6 gang 1 way switch or North west type eqvt.etc all complete. | Nos | 19
40.1.7 | 16/6 Amps combined S/socket flush type north west type or eqvt | Nos | 36
40.1.8 | Dimmer Single 750 Watt F fan regulator | Set | 48
41 | Light Fixtures/ Fan and Accessories
41.1 | Supply, storing,assembling,installation,testing and commissioning of wall/ceiling , surface/recessed,suspended types CFL/LED lighting fixtures including lamp,power factor improvement capacitor,electronics ballast, controle gear, LED driver etc
41.1.1 | 1'x1' 24W finished surface type LED panel light Wipro/Fiam/Philips or equivalent with Cover | Set | 48
41.1.2 | 12W finished surface type LED panel light round/square Wipro/Fiam/Philips or equivalent. | Set | 56
41.1.3 | Electrical bell musical type. | Set | 1
41.2 | Supply, installation,interconnection,testing and commisioning and putting into operation of following size of sweep ceiling/exhaust fans as per drawing specification including the adjustment hanging rod and louvers for exhaust fan as required.
41.2.1 | 48'' ceiling fan Almonard/Bajaj or eqvt.etc all complete. | Set | 48
41.2.2 | 9"exhaust fan Almonard /Bajaj or eqvt.etc all complete. | Set | 10
42 | Main Distribution panels
42.1 | Supply Installation and testing of main control panel out door ,wall mounting type, dust and vermin proof made of 16 SWG mild steel sheet cubical with type, dust and vermin proof made of 16 SWG mild steel sheet cubical with double cover and locking arrangement as per drawing, specification and instruction with following
42.1.1 | 60/100 Main Panel board made of mild steel sheet double cover floor mount suitable color push type lock suitable size for housing the following items, all complete.12''*36"*48" size(space for 5 no MCB) | set | 1
42.1.2 | 60 TP MCCB Siemens,Ge,Legrand or eqvt. for ingoing for sub panel board. | set | 1
42.1.3 | 20-30-40 TP MCB Siemens,Ge,Legrand or eqvt. for outgoing for sub panel board. | set | 5
42.1.4 | Voltmeter 0-500 v with selector switch | set | 1
42.1.5 | Indicator lamp with fuse. | set | 3
42.1.6 | Ammeter 0-500 A with selector switch | set | 1
42.1.7 | Selector switch | set | 1
42.1.8 | CT coil of suitable ratio | set | 3
42.1.9 | 16 A TP 25 KA MCB Siemens,Ge,Legrand or eqvt. for motor pump. | set | 1
43 | Earthing & Lighting Protection
43.1 | Earthing with cu plate size 65 cm x 65 cm x3.15 mm with G.N. 8 cu wire for earth continuity from panel board to earthing site all complete with necessary accessories: salt,coal,cu plate,HDEP polythene pipe etc) as per specification and instruction of site engineer. | Set | 3
43.2 | Supply , installation & testing of Air Termination Unit of 2m long solid copper rod of 16mm dia. to be mount on the roof of the building. | Set | 1
43.3 | Supply , installation & testing of 25mmx3mm copper strip from air termination unit to earth pit as per drawing,Specification and instruction of site engineer.Cost includes hook,gripes, screws,clamps and other accessories. | Rm. | 75
Sub Total of Electrical Works (D)
E | FURNITURE WORK
44 | CLASSROOM FURNITURE
44.1 | Student Desk (2 seater) (Symbol: D-01C):-Top Board: 19mm thick Plywood with 1mm Laminate top and 10mm pine wood edge lipping all around enamel painted; Foot Rest: 25x40x1.5mm MS Square Pipe; Frame: 25x25x1.5mm MS Square Pipe with book rack made of 16 gauge metal sheet;powder coated paint finish with rubber shoe, all complete. | No | 48
44.2 | Student Desk (3 seater) (Symbol: D-02C):-Top Board: 19mm thick Plywood with 1mm Laminate top and 10mm pine wood edge lipping all around, enamel painted; Foot Rest: 25x40x1.5mm MS Square Pipe; Frame: 25x25x1.5mm MS Square Pipe with book rack made of 16 gauge metal sheet; ;powder coated paint with rubber shoe, all complete. | No | 120
44.3 | Student Bench (2 seater) (Symbol: B-01C):-Top Board: 19mm thick Plywood with 1mm Laminate top and 10mm polished pine wood edge lipping all around, enamel painted; Foot Rest: 25x40x1.5mm MS Square Pipe; Frame: 25x25x1.5mm MS Square Pipe; ;powder coated paint with rubber shoe, all complete. | No | 48
44.4 | Student Bench (3 seater) (Symbol: B-02C):-Top Board: 19mm thick Plywood with 1mm Laminate top and 10mm polished pine wood edge lipping all around, enamel painted; Foot Rest: 25x40x1.5mm MS Square Pipe; Frame: 25x25x1.5mm MS Square Pipe; ;powder coated paint with rubber shoe, all complete. | No | 120
44.5 | ECD Student Desk (6 seater) (Symbol: D-03):-Top Board: 19mm thick Plywood with 1mm Laminate top and 10mm pine wood edge lipping all around, enamel painted;Support: 25mm thick Plywood with25x3mm strap support at the three corners; ;enamel paint with laminate finish with nylone shoe, all complete. | No | 3
44.6 | Teacher's Table (Symbol: T-01):-Top Board: 19mm thick Plywood with 1mm Laminate top and 10mm pine wood edge lipping all around enamel painted; Foot Rest: 25x40x1.5mm MS Square Pipe; Frame: 25x25x1.5mm MS Square Pipe; ;powder coated paint with rubber shoe, all complete. | No | 12
44.7 | Teacher's Chair (Symbol: C-01):-Seat with back rest; Metal frame, without arm rest, rubber shoe cap, ;powder coated paint finish, all complete | No | 12
44.8 | Soft Board (Symbol: F-01):-Front board: 12 mm soft board over 12mm plywood with fabric cover and enamel painted pine wood edging, including 2 hanging eye-hooks and stay; Support frame : 25x25x1mm MS Square Pipe powder coated paint finish, all complete. | No | 12
44.9 | White Board (Symbol: F-02):-Front board: 19 mm ply board with with 1mm white laminate gloss finish top cover and wood edging, including 3 eye hooks, stay and marker pad; Support frame : 25x25x1mm MS Square Pipe, powder coated paint all complete | No | 12
Sub Total of Furniture Works (E)
Sub Total For Shree Janta Secondary School, Banganga Municipality, Kapilvastu (I=B+C+D+E)=

## BOQ_publicSS, Rupandehi
Government of Nepal
Ministry of Education and Sports
Central Level Project Implementation Unit
SanoThimi, Bhaktapur, Nepal.
BILL OF QUANTITY
Project :- Construction of School Buildings in Ten Schools of Banke, Dang, Kapilvastu, Rupandehi, and Nawalparasi (East) district (having 2000+ students)
Contract Id No.: MoES/CLPIU/GoN/Works/2082-083/NCB-07
Location :- Banke, Dang, Kapilvastu, Rupandehi, and Nawalparasi (East)
A. The Rate quoted here under shall be inclusive of:
1.Supplying the Materials along with accessories and equipments to the site all complete.
2. Laying, fixing and erecting them in position all complete as per general practices,specifications and instructions of Site Engineer.
3.Tests and Maintenance up to the period specified in the agreement.
B. The Itemwise Rate should be quoted without VAT | [5 empty] | F/Y :- 2082/083
Item.No | Description | Unit | Total Quantity | Rate(NRs.) Excluding VAT |  | Total Amount | Remarks
|  |  |  | In figure | In Words
(vii) Shree Public Secondary School, Siyari Rural municipality, Rupandehi
B | CIVIL WORK
1 | GENERAL
1.1 | Providing and maintining site office of two rooms having total area 20 sq.m(approximately) for the use of client, consultant, contractor and visitors during the entire period of construction including office 4 number of chair, 2 number of table, lockable file cabinet etc. as per the given drawing.The site ofice to be located near the entrance of the construction area wherever possible. | Month | 18
1.2 | Barricating the construction area to maintain construction site safe and also constructing toilet and camp for labour during entire construction period as per site condition and as per instruction of Engineer. | Job | 1
1.3 | Making fitting & fixing project information and social/safeguard information board of approximately 4'x6' size written in plain sheet in tubular pipe frame all complete as per drawing, specification and instruction of Engineer. | No. | 2
1.4 | Making fitting & fixing classroom name plate all complete work as per drawing,specification and instruction of Engineer. | No. | 15
1.5 | Making fitting and fixing school name hoarding board at top of gate all complete work as per specification and instruction of Egineer. | Job | 1
1.6 | Health and Safety-Helmets,Gloves,Boot,Safety glasses/face shields,earplugs/ear muffs,First Aid tools,etc as required bythe contract clause and techical specification,the number of safety materials personel protection equipment(PPE) shall be minimum but not limited to 40 sets during construction period.Payment shall be made in prorata basis over the entire project duration. | LS | 1
1.7 | Photographic Records-Providing Photographs (digital) and color prints of all construction sites showing the major construction activities for inclusion in monthly periodic progress reports to the satisfaction of the Engineers(at least 10 photos of each construction site shall be included in each monthly photographic record). | No. | 18
2 | SITE CLEARANCE AND LAYOUT
2.1 | Clearing the site by removing the bushes, trees, concrete pavement and hard surface whatever at site up to its root depth including the layout work, marking the trench, construction of permanent reference points along each grid precisely in line and level and including construction of all necessary staff and labor facilities,provision of water and electricity for entire project period. | Sq.m | 735.21
3 | EARTHWORK IN EXCAVATION
3.1 | Excavation in foundations in all type of soils mannually for foundation, trenches, footing, pits etc. to the required depth including dewatering by manual or mechanical means etc. as per specifications with all contractor’s own machinery and equipment's, providing crossing of track, shoring, strutting, timbering and buttressing with appropriate materials and all such measures necessary to retain in position the sides of the foundation pit and including refilling the excavated material with watering, ramming, leveling the site and disposing off the surplus/unusable earth within 50m all complete as per drawings, specifications and instructions of the Engineer. | Cu.m | 938.45
4 | BACK FILLING & DISPOSAL OF EXCESS SOIL
4.1 | Back filling in foundation and sides of foundation with approved soil obtained from the excavation at site and stacked at site or brought from outside in layer not exceeding 15 cm thick (compacted thickness) including transportation of soil, spreading in required line and level, sprinkling water, ramming, compacting with mechanical rammers, testing, etc., all complete as per drawing, specification and instructions of the Engineer. | Cu.m | 814.16
4.2 | Disposing of excess excavated soil and debris coming out from the demolition of PCC, RCC, Masonry and plaster, etc out of school premises by 3 T capacity truck upto haulage distance of 2.5 Km as per instruction of site engineer. | Cu.m | 124.29
5 | FLAT BRICK SOLING
5.1 | Providing and laying flat brick soling in foundation,floors of building, steps and ramps including filling interstices with suitable quarry sand, watering, compacting using appropriate mechanical compaction means with all contractors materials, handling, placing etc. all complete as per drawings, specifications and instruction of the Engineer. The complete item including all lead & lift. | Sqm | 808.82
6 | SAND FILLING
6.1 | Filling sand in floor by sprinkling of water and compaction by labour including lead as per drawing specification and instruction of the Consultant/Engineer all complete. | Cu.m | 31.49
6.2 | Filling with Brick Bats from 15mm to 150mm brick bat size,water spraying and compaction including transportation all complete. | Cu.m | 35.46
7 | 500 MICRON POLYTHENE SHEET
7.1 | Supplying and laying 500 micron tear proof good quality polythene above the compacted brick soling. The overlaping of the sheet must be more than 230mm in all side to prevent moisture throught it. The cost should be inclusive of all material and labour cost, as per design drawing, specification and instruction of the Engineer, all complete. | Sq.m | 331.05
8 | BRICK/ STONE MASONRY WORKS
8.1 | BRICK MASONRY WORKS ( 1 : 6 CSM ) upto GF
8.1.1 | Providing and laying first class chimney fired brick one or more brick thick wall (230mm thick or more) (whatever be the size of brick, the thickness of one full brick wall shall be taken as 230mm) in cement mortar 1:6 (1 cement : 6 coarse sand) in building up to ground floor and other specified places in all heights and level including the cost of single or multi stage scaffolding, soaking bricks, curing, raking joints, provision for recesses, openings, toothing etc., all complete as per drawing, specifications and instructions of the Engineer. | Cu.m | 304.52
8.2 | BRICK MASONRY WORKS ( 1 : 6 CSM ) above GF
8.2.1 | Providing and laying first class local chimney made brick one or more brick thick wall (230mm thick or more) (whatever be the size of brick, the thickness of one full brick wall shall be taken as 230mm) in cement mortar 1:6 (1 cement : 6 coarse sand) in superstructure above ground floor in all heights and level including the cost of single or multi stage self standing scaffolding, soaking bricks, curing, raking joints, provision for recesses, openings, toothing etc., all complete as per drawing, specifications and instructions of the Engineer. | Cu.m | 114.46
8.3 | HALF BRICK WORKS ( 1 : 4 CSM )
8.3.1 | Providing and laying non-fairfaced half brick (115mm thick) work masonry in cement mortar 1:4 (1 cement:4 sand) in superstructure with approved first class fired bricks in perfect line & level, required size and shape at any height and level, including the cost of single or multi stage scaffolding, cleaning, soaking of the bricks, packing of the joints, raking joints, provision for recesses, openings, curing, providing 25x3mm GI Straps Fixed to columns at every 5th course of brick and 60mm width 14 gauge welded GI mesh anchored to GI strap, all complete as per design, drawing, specifications instructions of the Engineer. | Sq.m | 52.38
9 | CONCRETE WORKS
9.1 | P.C.C (1:3:6) Works
9.1.1 | Providing and laying machine mixed Plain Cement Concrete of nominal mix 1:3:6, (1 cement : 3 sand : 6 coarse aggregate ) M10 grade for leveling course in foundations and under floor of building, etc. in all level with broken stone aggregate of size not more than 25 mm of approved quality including formwork wherever necessary, dewatering, batching, mixing, transporting, placing, compacting, curing, including all lead and lift, etc. all complete as per drawings, specifications and the instructions of the Engineer. | Cu.m | 33.66
9.2 | P.C.C (1:2:4) Works
9.2.1 | Providing and laying machine mixed Plain Cement Concrete of nominal mix 1:2:4, (1 cement : 2 sand : 4 coarse aggregate ) M15 grade for leveling course in foundations and under floor of building, etc. in all level with broken stone aggregate of size not more than 25 mm of approved quality including formwork wherever necessary, dewatering, batching, mixing, transporting, placing, compacting, curing, including all lead and lift, etc. all complete as per drawings, specifications and the instructions of the Engineer. | Cu.m | 35.94
9.3 | P.C.C. FOR R.C.C. (1:1.5:3) WORKS
9.3.1 | Providing and laying in position machine mixed and machine vibrated cement concrete of mix 1:1.5:3 (1 cement:1.5 sand:3 coarse aggreagate) M20 grade for reinforced cement concrete work using approved cement with 20 mm graded machine crushed stone aggregate of approved quality in various locations and heights including transportation of concrete to site of placing, compaction, finished to required line and level, protection and curing, etc. all complete as per drawings, specifications and the instructions of the Engineer, but excluding the cost of centering, shuttering, and reinforcement all complete as per drawings, specifications and instructions of the Engineer(RCC work without Silica Cement Admixture) | Cu.m | 60.37
9.4 | P.C.C. FOR R.C.C. (1:1:2) WORKS
9.4.1 | Providing and laying in position machine mixed and machine vibrated cement concrete of mix 1:1:2 (1 cement:1 sand: 2 coarse aggreagate) M25 grade for reinforced cement concrete work using approved cement with 20 mm graded machine crushed stone aggregate of approved quality in various locations and heights including transportation of concrete to site of placing, compaction, finished to required line and level, protection and curing, etc. all complete as per drawings, specifications and the instructions of the Engineer, but excluding the cost of centering, shuttering, and reinforcement all complete as per drawings, specifications and instructions of the Engineer.(RCC work without Silica Cement Admixture.) | Cu.m | 378.38
10 | FORM WORKS
10.1 | Supplying and laying centering, shuttering of various pattern formworks with 19mm thick water proof ply wood & steel adjustable props for all kinds of RCC works for foundations, columns, shear walls, beams, slab, staircase, lintel, sill, pergola, including nails, propping scaffolding, staging, supporting and bracing in proper lines and level, sealing the joints with heavy duty brown self adhesive tape, aligning to line and levels including Ties, PVC Spacer, Providing openings/ cutouts/ pockets, applying De-shuttering chemical, De-shuttering as approved by the Engineer etc., complete at all levels as per drawing, specifications and instructions of the Engineer. | Sq.m | 2742.5
11 | STEEL REINFORCEMENT
11.1 | Providing and fixing in position Fe 500 steel reinforcement of various diameter confirming to relevant IS code in R.C.C. works including straightening, cutting, bending, binding with 20 SWG annealed wire for tying the reinforcement bars at each junctions (binding wire shall not be measured separately) including all waste and cut pieces, provision for adequate numbers of spacers, chairs, providing and placing cement mortar (1:1) cover blocks to keep the bars in intended position at all levels all complete as per drawings, specifications and instructions of the Engineer. (Authorized lap length and for the bar length exceeding 10 meter in length shall be measured for the payment). | Kg | 73295.16
12 | FLOORING AND FINISHING WORKS
12.1 | 38mm thick P.C.C. in (1:2:4) with cement punning (1:1) for flooring work with approved floor hardener (Dreitop FH,Mapetop,Fairtop,Sika Chapdur or equivalent floor hardener) with approved quality cement, sand & aggregare 12mm and down grade in perfect line and level finishing including mixing,laying curing all complete work as per specification | Sq.m | 662.71
12.2 | 50mm thick P.C.C. in (1:2:4) with cement punning (1:1) for flooring work with approved floor hardener (Dreitop FH,Mapetop,Fairtop,Sika Chapdur or equivalent floor hardener) with approved quality cement, sand & aggregare 12mm and down grade in perfect line and level finishing including mixing,laying curing all complete work as per specification | Sq.m | 307.76
12.3 | KOTA STONE WORK
12.3.1 | Supplying and laying of 20 mm thick Kota stone flooring work in cement sand 1:4 mortar in perfect line and level finishing including polishing and finishing work all complete as per drawing,specification and instruction of site engineer. | Sq.m | 401.68
12.3.2 | Kota stone nosing work in staircase riser all complete. | Rm | 269.7
12.3.3 | Supplying and laying 100mm height, 20mm thick Kota stone skirting work in 1:4 C/S mortar in line and level all complete as per drawing,specification and instruction of site engineer.. | Rm | 226.65
12.4 | Providing and laying of 3mm thick cement and sand punning in 1:1 cement sand ratio on floors, dado etc. including claening , watering in surface and rubbing with steel trowel for hard and smooth syrface and curing all complete as per drawing, specification and instructions of the Engineer. | Sq.m | 430.73
12.5 | Providing and laying 6mm porcelain glazed tiles on walls and floor of approved colored laid with cement sand mortar(1:4) finished with white cement including polishing all complete as per specification and instruction of site engineer
12.5.1 | On wall | Sq.m | 125.33
12.5.2 | On floor | Sq.m | 27.76
13 | PLASTERING WORKS
13.1 | 12.5mm. Th. Cement sand plaster (1:3) work on ceiling surfaces of good finish in perfect line level and plumb including grooving in plaster wherever shown in drawings including chiselling racking the joints, wetting the surface and curing the work all complete as per specification and instruction of the consultant/engineer all complete | Sq.m | 1351.27
13.2 | 20mm. Th. Cement sand plaster (1:4) work on buiding inner wall surface of good finish in perfect line level and plumb including grooving in plaster wherever shown in drawings including chiselling racking the joints, wetting the surface and curing the work all complete as per specification and instruction of the consultant/engineer all complete | Sq.m | 1471.06
13.3 | 12.50mm. Th. Cement sand plaster (1:4)work on building outer wall surfaces of good finish in perfect line level and plumb including grooving in plaster wherever shown in drawings including chiselling racking the joints, wetting the surface and curing the work all complete as per specification and instruction of the consultant/engineer all complete | Sq.m | 1095.66
13.4 | 20mm. Th. Cement sand plaster (1:4)work on floor (Riser,tread,drain, apron,manhole,septic tank,inner wall and floor of water tank))with approved floor hardener (Dreitop FH,Mapetop,Fairtop,Sika Chapdur or equivalent floor hardener) of good finish in perfect line level including grooving in plaster wherever shown in drawings including chiselling racking the joints, wetting the surface and curing the work all complete as per specification and instruction of the consultant/engineer all complete | Sq.m | 236.44
13.5 | 3/4X1.5" thick pani patti in cement sand mortar(1:3) in cantiliver portion of slab in perfect line and level racking the joints, wetting the surface and curing the work all complete as per specification an.d construction of the consultant/engineer all complete | Rm | 366.51
13.6 | Providing and fixing chicken wire mesh at joint of beam,column and wall before plastering the surface as per specification and instruction of the consultant/engineer all complete. | Sqm | 434.41
13.7 | CEMENT SKIRTING
13.7.1 | Providing, laying and curing 100 mm height and 18 mm thick Cement Plaster Skirting with C.M. 1:3 (1 Cement :3 Coarse sand), on perfect line & level, finished with a floating coat of neat cement including rounding of junctions and slanted finish at top in 45 degree, as per design, specification and instruction of the Engineer, all complete. | Rm | 409.25
14 | DOORS AND WINDOWS
14.1 | POWDER COATED DOOR
14.1.1 | Providing and fixing in position in required line and level folded (machine folded rolled forming) Steel door frame of size shown in drawings manufacture from iron sheet of 1.60 mm thick having width 230mm with 4" ss premium hinges, jamb, lock jamb, head and hot phosphating pure polyster(PP) powder coated, welded on rigidly fixed together by mechanical means, adjustable lugs with split end tail to each jamb including steel butt hinges with mortar guards, reinforcing to door hardware, strike-plate, as requiredall complete as per drawings, specification and instruction of the Engineer.Providing, fabrication and installation in position 25 mm thick door shutter made with 25mm x 40mm x 1.5mm MS rectangle pipe fabricate to required size and shape stiles and mullions, infill panel filled with 1mm thick x 100mm wide strip MS sheet in required shape and size with stiffening strips including the required numbers and sizes hardware like hinges, tower-bolts, handles, aldrops with pad-lock,applying nine tank processing hot phosphating pure polyster(PP) powder coated, welded on rigidly fixed together by mechanical means, adjustable lugs with split end tail to each jamb including steel bush hinges with mortar guards, reinforcing to door hardware, strike-plate as requiredall complete as per drawings, specification and instruction of the Engineer(Door without ventilation) | Sq.m | 87.5
14.2 | POWDER COATED WINDOW
14.2.1 | Providing and fixing in position in required line and level folded (machine folded rolled forming) Steel window frame of size shown in drawings manufacture from iron sheet of 1.60 mm thick having width 230mm with 4" ss premium hinges, jamb, lock jamb, head and hot phosphating pure polyster(PP) powder coated, welded on rigidly fixed together by mechanical means, adjustable lugs with split end tail to each jamb including steel butt hinges with mortar guards, reinforcing to window hardware, strike-plate, as requiredall complete as per drawings, specification and instruction of the Engineer.Providing, fabrication and installation in position 28.8mm thick window shutter made by using 1mm thick 190mm wide sheet folded styles and mullions with 5mm thick glass panel at top and infill pannel filled with 1mm thick x 100mm wide strip MS sheet in required shape and size with stiffening strips including the required numbers and sizes hardware like hinges, tower-bolts, handles, aldrops with pad-lock,applying nine tank processing hot phosphating pure polyster(PP) powder coated, welded on rigidly fixed together by mechanical means, adjustable lugs with split end tail to each jamb including steel butt hinges with mortar guards, reinforcing to door hardware, strike-plate as requiredall complete as per drawings, specification and instruction of the Engineer.Also providing,fabrication and installation og MS grill made with 8mm X 8mm solid core square rod grill with Powder coated finishing or better quality all complete as per the instruction of site engineer(Window with two shutters and middle fixed portion(glass panel at upper part and metal sheet at lower part)) | Sq.m | 111.6
14.2.2 | Providing and fixing in position in required line and level folded (machine folded rolled forming) Steel window frame of size shown in drawings manufacture from iron sheet of 1.60 mm thick having width 230mm with 4" ss premium hinges, jamb, lock jamb, head and hot phosphating pure polyster(PP) powder coated, welded on rigidly fixed together by mechanical means, adjustable lugs with split end tail to each jamb including steel butt hinges with mortar guards, reinforcing to window hardware, strike-plate, as requiredall complete as per drawings, specification and instruction of the Engineer.Providing, fabrication and installation in position 28.8mm thick window shutter made by using 1mm thick 190mm wide sheet folded styles and mullions with 5mm thick glass panel at top and infill pannel filled with 1mm thick x 100mm wide strip MS sheet in required shape and size with stiffening strips including the required numbers and sizes hardware like hinges, tower-bolts, handles, aldrops with pad-lock,applying nine tank processing hot phosphating pure polyster(PP) powder coated, welded on rigidly fixed together by mechanical means, adjustable lugs with split end tail to each jamb including steel butt hinges with mortar guards, reinforcing to door hardware, strike-plate as requiredall complete as per drawings, specification and instruction of the Engineer.Also providing,fabrication and installation og MS grill made with 8mm X 8mm solid core square rod grill with Powder coated finishing or better quality all complete as per the instruction of site engineer(Window and ventilation with fixed glass) | Sq.m | 7.65
15 | PAINT WORKS
15.1 | PLASTIC EMULSION PAINT
15.1.1 | Providing and applying two or more coats of plastic emulsion paint of approved manufacturer and shade over a coat of alkali resistant cement primer of approved manufacturer as per manufacturer's specifications to the surface of wall, ceiling, beams columns, canopies, staircase, lobbies etc., all complete as per drawings, specifications and instruction. The rates shall include for scraping, washing the surface with water, surface preparation, scaffolding etc., all complete as per the manufacturer's recommendations and as approved by the Engineer. | Sq.m | 1938.86
15.2 | EXTERIOR WEATHER PAINT
15.2.1 | Painting on Exterior Wall surface with two coats of weather coat (Must be ISO 9001 : 2000 certified company) of approved color and shade over one coat of primer to give uniform coloring and quality floss finish after proper surface preparation, all complete as per drawing, specification and instruction of the Engineer, all complete. | Sq.m | 1779.97
15.3 | ENAMEL PAINT
15.3.1 | Two coats of ready made Enamel paints of approved colour over one coats of primer painting over properly sanded wooden surface and MS pipe railing all complete as per specification and instruction of the engineer. | Sq.m | 441.47
15.4 | Wall Putty work in inner wall surface and room ceiling
15.4.1 | Supplying and painting two coat of wall putty of approved quality on inner wall and ceiling of building over porperly cleaned surface all complete as per specification and instruction. | Sq.m | 2599.1
16 | RAILING WORK
16.1 | Staircase railing work with 50mm dia Mild steel pipe of medium class as hand railing with 50mm dia Mild steel pipe as vertical post at 2m spacing and three layers of 25mm dia Mild steel pipe of medium class between hand rail and ground on height 750 to 900 mm all complete as per design drawing & specification & instructon site incharge.(Staircase railing work) | Kg | 381.86
16.2 | Veranda Railing Work
16.2.1 | Fitting and fixing of railing on veranda,over parapet wall with 65mm dia Mild steel pipe of medium class as hand railing and vertical post, two layers of 50mm dia medium class MS pipe as horizontal members with 25mm dia Mild steel pipe of medium class as vertical members all complete as per drawing, instruction and specification. | Kg | 4324.4
16.2.2 | Supplying,fitting and fixing Mild Steel plates for parapet railing work as per drawing, specification and instruction of the engineer . | Kg | 256.95
16.2.3 | Supplying,fitting and fixing anchor bolts for parapet railing work as per drawing, specification and instruction of the engineer . | Kg | 76.95
16.2.4 | Fitting and fixing of railing for ramp with 50mm dia MS pipe of medium class on hand railing with 50mm dia MS pipe of medium class as vertical post with one horizontal line 50mm dia MS pipe all complete as per drawing, instruction & specification. | Kg | 330.81
17 | COLLAPSIBLE GATE
17.1 | Supplying and fixing in position local made collapsible gate of approved size and make properly fabricated with vertical double channels 20 x 10 x 2mm at 100mm centers and braced with M.S. flat diagonal 20 x 5mm, with top and bottom rails of T iron 40 x 40 x 6mm with 38mm dia steel pulleys complete with bolts nuts locking arrangements steppers handles including red oxide primer coat,two coat enamel paint and necessary fittings as per drawing, specification and direction of the engineer. | Sqm | 9.8
18 | SPIRAL STAIRCASE
18.1 | Fabricating,supplying & fixing of spiral staircase with 4"-6" black pipe post medium class, 20mm square pipe railing , 32mm handrail, width of staircase 90cm including red oxide primer coat and necessary fittings as per drawing, specification and direction of the engineer. | Rm | 3.6
19 | WATER PROOFING TREATMENT
19.1 | Elastocrete cementitious elastometric water proofing coating 2 components capacity per kg 6 sq.ft 2 coat including supply and applying all complete work as per drawing, specification and direction of the engineer . | Sqm | 307.76
20 | WATER TANK STAND
20.1 | Supplying,fitting and fixing MS square pipe and angle fabrication with primer paint all complete as per drawing,specification and instruction of site engineer. | Kg | 420.9
21 | TUFF PAVER (CONCRETE BLOCK)
21.1 | Providing and laying 60mm thick tuff paver cement concrete (Interlocking Block) over 50mm thick sand bed in footpath including excavation, sand bedding etc. all complete as per drawings, specifications and the instructions of the Engineer. | Sq.m | 45
21.2 | BLACK PIPE FOR INCINERATOR Supplying fitting and fixing MS circular/square pipe(medium size) with necessary base plates along with primer paint all complete as per drawing specification and instruction of site engineer | Kg | 41.83
22 | Metal Grating for Appron
22.1 | supplying, fitting & fixing 25*25*5mm angle on edges, 20*5mm iron flat at 50mm c/c spacing with all necessary hardware and fittings all complete as per drawing, instruction and specification. | Kg | 1093.41
23 | Site Clearance Work
23.1 | Site clearance work before starting the work and after completion of work including disposing of unused materials away from site and proper levelling all complete as per instruction of site technician. | LS | 1
| Civil work+Micellaneous Items Sub Total (B) Rs | [6 empty] | #REF!
C | SANITARY WORK
24 | Supplying and Fixing White glazed porcelain clay One Piece commode with 'P ' & 'S ' trap and slow falling seat cover complete set.(Hindware, Paryware, Somany, cera or eqv.)
24.1 | White glazed porcelain clay One Piece commode with 'P ' & 'S ' trap and slow falling seat cover.(Hindware, Paryware, Somany, cera or eqv.) all complete set. | set | 1
25 | Supplying and Fixing White glazed earthenware Indian pattern Orissa Pan with low level porcelain clay flushing cistern ,trap,pipe connector with complete accessories including bracket, flushing pipe,pipe connector etc. all complete set(Hindware,parryware or equivalent).
25.1 | 580 mm size Porcelain clay white glazed Orissa pan with low level glazed cistern complete set (Hindware, Parryware, Classica, bolan or equivalent.) | set | 6
26 | Supplying and fixing White glaze Porcelian clay wash basin/ Oval 50*40 cm with brackets 32mm dia p trap, 32mm CP waste coupling CP chain and rubber plug, 15mm*450mm long c.p. pipe connector etc all complete. (Sanitaryware: Hindware, Parrywareor equivalent). Valve:- jaquar, ark, Ess Ess or equivalent)
26.1 | Indian pattern Porcelain clay white glaze Oval Wash Basin 50x40cm with mixer (jaquar,parryware,or equ. All complete set | set | 2
27 | Small Flat back White glazed squatting plate urinal set(45x35)cm all complete set | Set | 2
28 | Supplying and Fixing Indian pattern C.P. valves with wall flange Including c.p. nipple all complete set.
28.1 | 15mm CP Bib Cock | No | 9
28.2 | 15mm stainless steel bib cock | No | 6
28.3 | 15mm Auto closing bib cock with aerator | No | 6
28.4 | Urinal spreader | No | 6
28.5 | C.P. 15mm dia Angle valve. | No | 4
28.6 | 15mm Stainless Steel two way angle valve | No | 3
28.7 | 15mm C.P commode spray with 1.2 m. long flexible pipe. | No | 1
29 | Supplying and fixing Indian pattern bathroom accessories all complete set
29.1 | CP Toilet Paper Holder heavy | No | 1
29.2 | PVC Floor Trap 11*7.5cm (4"*2.5") | No | 10
29.3 | 32 mm Pvc bottle trap with 32mm Dia CP waste coupling with CP chain and rubber plug etc | No. | 2
29.4 | 1.5x45cm(1/2"x18") pipe connector | No. | 2
29.5 | Grab bar European standard | No | 4
29.6 | CHROME PLATE SOAP DISH. | Set | 6
29.7 | Stainless steel towel rod 1.5*45cm (1/2"*18") | Set | 3
29.8 | Looking mirror Modi guard 450*600mm (18"*24") | No | 6
29.9 | Foldable Hinge | No | 1
29.1 | 5 kg fire extingusher ABC type Minimax, all complete set eversafe or equivalent . | No | 3
30 | WATER SUPPLY INSTALLATION
30.1 | Supplying and fixing CPVC:- Chlorinated Poly Vinyl Chloride pipe (hot and cold). Or equivalent with CPVC fittings/ specials(Tees, elbows, Unions etc) clamps (m.s. plate with nut and bolt with hexagonal screws for clamp in ceiling,wall), nails, including jointing materials, installation of pipes and specials including making holes on walls or floor and repairing the sams to its original finish, all complete set as per specification and instruction. Pipes to be installed on trenches or walls or floor or duct as per drawings, specifications and instructions, cleaning of the system, testing and ready for operation. The rate shall include for all labour and materials required. The measurement shall be done for running metres, fittings etc not payable separately.
30.1.1 | 15 mm CPVC (Chrorinated Polyvinyl Chloride) Pipe SDR 11 CTS. 28.1kg/cm2 (flowguard or ISI Standard.) | Rm | 60
30.1.2 | 20 mm CPVC (Chrorinated Polyvinyl Chloride) Pipe SDR 11 CTS. 28.1kg/cm2 (flowguard or ISI Standard.) | Rm | 60
30.1.3 | 25 mm CPVC (Chrorinated Polyvinyl Chloride) Pipe SDR 11 CTS. 28.1kg/cm2 (flowguard or ISI Standard.) | Rm | 50
30.1.4 | 32 mm CPVC (Chrorinated Polyvinyl Chloride) Pipe SDR 11 CTS. 28.1kg/cm2 (flowguard or ISI Standard.) | Rm | 40
30.1.5 | 40 mm CPVC (Chrorinated Polyvinyl Chloride) Pipe SDR 11 CTS. 28.1kg/cm2 (flowguard or ISI Standard.) | Rm | 50
31 | Supplying and fixing CPVC:- Chlorinated Poly Vinyl Chloride valve including jointing materials all complete set as per specification and instruction.
31.1 | 15 mm dia CPVC Ball Valve, CTS Socket all complete | No | 5
31.2 | 20 mm dia CPVC Ball Valve, CTS Socket all complete | No | 5
31.3 | 25 mm dia CPVC Ball Valve, CTS Socket all complete | No | 5
31.4 | 32 mm dia CPVC Ball Valve, CTS Socket all complete | No | 5
31.5 | 40 mm dia CPVC Ball Valve, CTS Socket all complete | No | 5
31.6 | G.M. 40mm gate valve | No | 2
32 | Supplying and fixing stainless steel roof water tank with cover including drain hole, inlet, outlet, over flow etc. all complete set.
32.1 | 1000 ltr. Stainless steel water tank (304 grade steel) fitting with all complete. | No | 1
32.2 | 2000 ltr. Stainless steel water tank (304 grade steel) fitting with all complete. | No | 2
33 | SEWER, RAIN AND WASTE WATER INSTALLATION
33.1 | Supplying and fixing UPVC pipe( Soil, Waste, Rain) pipes with all necessary ring gaskets, PVC fittings, including MS clamps, hangers, cutting, jointing, sealing, installation of pipes and specials including making holes and cutting grooves on walls or floor and repairing the same to its original finish. Pipes to be installed on trenches or walls or floor or duct as per drawings specifications (Panchakanya, Prince, Supreme), manufacturer's recommendations, instructions, cleaning of the system, testing and ready for operation. The rate shall include for all labour and materials required. The measurement shall be done for running metres, fittings etc not payable separately.
33.1.2 | 50mm PVC pipe of 6 kg/cm2 | Rm | 25
33.1.2 | 75mm PVC pipe of 6 kg/cm2 | Rm | 45
33.1.3 | 110mm PVC pipe of 6 kg/cm2 | Rm | 112
34 | Supplying and Fixing UPVC specials with O ring rubber washer, Pvc liquid(Solvent cement), Pvc cream, all complete set as per specification and instruction. ( Panchakanya, Prince, Supreme)
34.1 | 50mm dia UPVC 90 degree bend | No | 8
34.2 | 50mm dia UPVC 45 degree bend | No | 2
34.3 | 75mm dia UPVC 45 degree bend | No | 8
34.4 | 75 mm dia UPVC vent cowl | No | 2
34.5 | 75 mm dia UPVC Y-Brance | No | 5
34.6 | 75 mm dia pipe clip. | No | 15
34.7 | 110 mm Bend 45 degree bend | No | 10
34.8 | 75 mm dia UPVC plain/door Tee. | No | 5
34.9 | 75 mm dia UPVC 90 degree bend | No | 5
34.1 | 110 mm dia UPVC vent cowl | No | 2
34.11 | 110 mm dia UPVC plain door Tee | No | 5
34.12 | 110 mm dia UPVC 90 degrees bend | No | 17
34.13 | 110 mm dia Y-Brance | No | 8
34.14 | 110 mm dia UPVC pipe clip. | No | 52
34.15 | 75*75 mm dia PVC p-trap | No | 4
34.16 | 110*110 mm dia. PVC p-trap | No | 12
35 | Supplying and fixing HDPE pipe of PN6 (Soil, Waste) pipes with all necessary fittings, including cutting, jointing, sealing, installation of pipes and specials including making holes and cutting grooves on walls or floor and repairing the same to its original finish. Pipes to be installed on trenches or walls or floor or duct as per drawings specifications (Panchakanya, Prince, Supreme or equivalent), manufacturer's recommendations, instructions, cleaning of the system, testing and ready for operation. the material should confirm to PE100. The rate shall include for all labour and materials required. The measurement shall be done for running metres, fittings etc not payable separately.
35.1 | 160mm HDP PIPE WITH FITTING | Rm | 40
35.2 | 200mm HDP PIPE WITH FITTING | Rm | 40
36 | WATER TRANSFER PUMP
36.1 | Supplying and fixing Electric motor pump single or three phase with base, nut and bolts all complete set (Kirloskar, Compton, Servo or eqvt)
36.1.1 | 2 HP Electric motor water pump multi stage coupled pump (crompton). | Set | 2
36.1.2 | Pressure sensor switch for pump auto switch with all complete set. (Italian or eqv) | Set | 1
36.1.3 | CI Tank cover 24"*24" (50 kg) Square (Locking type) | No | 5
36.1.4 | CI cover 22"*22" (20 kg )medium Duty | No | 8
Sanitary work sub Total (C) Rs
D | ELECTRICAL WORK
37 | Panel & Distribution Boards
37.1 | Distribution board
37.1.1 | Distribution board 12 way SPN made of mild steel sheet double cover lockable Geco or eqvt. Flush type etc all complete | Set | 3
37.1.2 | Distribution board 6 way SPN made of mild steel sheet double cover lockable Geco or eqvt. Flush type etc all complete | Set | 1
37.1.3 | 6-32 Amps SP MCB Geco, North west, ISI or eqvt. For light and power supply | Nos | 34
37.1.4 | 6-32 Amps DP MCB Siemens, Geco,Legrend or eqvt. For main | Nos | 4
38 | Mains,Sub-Mains,Cables & Wires
38.1 | (2*6+1*1.5) sq.mm multistrand flexible cu wire for main in 3/4" HDPE polythene pipe from sub DB to DB etc, all complete | Rm | 100
38.2 | 10 sq.mm 4 core armoured copper cable for main panel board to DB,through Polythene pipe etc, all complete | Rm | 20
38.3 | 16 sq.mm 4 core armoured copper cable for NEA line to Main panel board,through Polythene pipe etc, all complete | Rm | 30
39 | CIRCUIT CUM POINT WIRING
39.1 | General Service Light/Fan/Exhaust Fan/ Call bell Point Wiring
39.1.1 | Supply,installation,testing and commissioning of light point /fan point wiring from DB to various points with 2.5 sqmm multistrand flexible cu wire through 1/2" internal dia HDPE conduit concealed via junction box and switch as per drawing and specification including cost of circular box and junction box and switch. Notes : 1) Average lenght per point = 12.5m Approximately | Point | 158
39.2 | Power Socket Point Wiring
39.2.1 | Supply and installation of 16A universal power socket point wiring with 2*4+1*1.5 sq mm multistraned copper wires through pvc listy or 3/4" internal dia HDPE conduit concealed from DB to various points, junction box as per drawing and specification. [Note : Average lenght per point = 12.5 m Approximately ] | Point | 36
40 | Switch Socket Outlets
40.1 | Supply,installation,interconnection,testing and commissioning of following type of switch socket including GI/PVC box,pvc listy to be installed in specified location and height all complete.
40.1.1 | 1 gang 1 way switch or North west type eqvt.etc all complete. | Nos | 4
40.1.2 | 1 gang 2 way switch or North west type eqvt.etc all complete. | Nos | 5
40.1.3 | 2 gang 1 way switch or North west type eqvt.etc all complete. | Nos | 11
40.1.4 | 3 gang 1 way switch or North west type eqvt.etc all complete. | Nos | 2
40.1.5 | 4 gang 1 way switch or North west type eqvt.etc all complete. | Nos | 3
40.1.6 | 6 gang 1 way switch or North west type eqvt.etc all complete. | Nos | 19
40.1.7 | 16/6 Amps combined S/socket flush type north west type or eqvt | Nos | 36
40.1.8 | Dimmer Single 750 Watt F fan regulator | Set | 48
41 | Light Fixtures/ Fan and Accessories
41.1 | Supply, storing,assembling,installation,testing and commissioning of wall/ceiling , surface/recessed,suspended types CFL/LED lighting fixtures including lamp,power factor improvement capacitor,electronics ballast, controle gear, LED driver etc
41.1.1 | 1'x1' 24W finished surface type LED panel light Wipro/Fiam/Philips or equivalent with Cover | Set | 48
41.1.2 | 12W finished surface type LED panel light round/square Wipro/Fiam/Philips or equivalent. | Set | 56
41.1.3 | Electrical bell musical type. | Set | 1
41.2 | Supply, installation,interconnection,testing and commisioning and putting into operation of following size of sweep ceiling/exhaust fans as per drawing specification including the adjustment hanging rod and louvers for exhaust fan as required.
41.2.1 | 48'' ceiling fan Almonard/Bajaj or eqvt.etc all complete. | Set | 48
41.2.2 | 9"exhaust fan Almonard /Bajaj or eqvt.etc all complete. | Set | 10
42 | Main Distribution panels
42.1 | Supply Installation and testing of main control panel out door ,wall mounting type, dust and vermin proof made of 16 SWG mild steel sheet cubical with type, dust and vermin proof made of 16 SWG mild steel sheet cubical with double cover and locking arrangement as per drawing, specification and instruction with following
42.1.1 | 60/100 Main Panel board made of mild steel sheet double cover floor mount suitable color push type lock suitable size for housing the following items, all complete.12''*36"*48" size(space for 5 no MCB) | set | 1
42.1.2 | 60 TP MCCB Siemens,Ge,Legrand or eqvt. for ingoing for sub panel board. | set | 1
42.1.3 | 20-30-40 TP MCB Siemens,Ge,Legrand or eqvt. for outgoing for sub panel board. | set | 5
42.1.4 | Voltmeter 0-500 v with selector switch | set | 1
42.1.5 | Indicator lamp with fuse. | set | 3
42.1.6 | Ammeter 0-500 A with selector switch | set | 1
42.1.7 | Selector switch | set | 1
42.1.8 | CT coil of suitable ratio | set | 3
42.1.9 | 16 A TP 25 KA MCB Siemens,Ge,Legrand or eqvt. for motor pump. | set | 1
43 | Earthing & Lighting Protection
43.1 | Earthing with cu plate size 65 cm x 65 cm x3.15 mm with G.N. 8 cu wire for earth continuity from panel board to earthing site all complete with necessary accessories: salt,coal,cu plate,HDEP polythene pipe etc) as per specification and instruction of site engineer. | Set | 3
43.2 | Supply , installation & testing of Air Termination Unit of 2m long solid copper rod of 16mm dia. to be mount on the roof of the building. | Set | 1
43.3 | Supply , installation & testing of 25mmx3mm copper strip from air termination unit to earth pit as per drawing,Specification and instruction of site engineer.Cost includes hook,gripes, screws,clamps and other accessories. | Rm. | 75
Sub Total of Electrical Works (D)
E | FURNITURE WORK
44 | CLASSROOM FURNITURE
44.1 | Student Desk (2 seater) (Symbol: D-01C):-Top Board: 19mm thick Plywood with 1mm Laminate top and 10mm pine wood edge lipping all around enamel painted; Foot Rest: 25x40x1.5mm MS Square Pipe; Frame: 25x25x1.5mm MS Square Pipe with book rack made of 16 gauge metal sheet;powder coated paint finish with rubber shoe, all complete. | No | 48
44.2 | Student Desk (3 seater) (Symbol: D-02C):-Top Board: 19mm thick Plywood with 1mm Laminate top and 10mm pine wood edge lipping all around, enamel painted; Foot Rest: 25x40x1.5mm MS Square Pipe; Frame: 25x25x1.5mm MS Square Pipe with book rack made of 16 gauge metal sheet; ;powder coated paint with rubber shoe, all complete. | No | 120
44.3 | Student Bench (2 seater) (Symbol: B-01C):-Top Board: 19mm thick Plywood with 1mm Laminate top and 10mm polished pine wood edge lipping all around, enamel painted; Foot Rest: 25x40x1.5mm MS Square Pipe; Frame: 25x25x1.5mm MS Square Pipe; ;powder coated paint with rubber shoe, all complete. | No | 48
44.4 | Student Bench (3 seater) (Symbol: B-02C):-Top Board: 19mm thick Plywood with 1mm Laminate top and 10mm polished pine wood edge lipping all around, enamel painted; Foot Rest: 25x40x1.5mm MS Square Pipe; Frame: 25x25x1.5mm MS Square Pipe; ;powder coated paint with rubber shoe, all complete. | No | 120
44.5 | ECD Student Desk (6 seater) (Symbol: D-03):-Top Board: 19mm thick Plywood with 1mm Laminate top and 10mm pine wood edge lipping all around, enamel painted;Support: 25mm thick Plywood with25x3mm strap support at the three corners; ;enamel paint with laminate finish with nylone shoe, all complete. | No | 3
44.6 | Teacher's Table (Symbol: T-01):-Top Board: 19mm thick Plywood with 1mm Laminate top and 10mm pine wood edge lipping all around enamel painted; Foot Rest: 25x40x1.5mm MS Square Pipe; Frame: 25x25x1.5mm MS Square Pipe; ;powder coated paint with rubber shoe, all complete. | No | 12
44.7 | Teacher's Chair (Symbol: C-01):-Seat with back rest; Metal frame, without arm rest, rubber shoe cap, ;powder coated paint finish, all complete | No | 12
44.8 | Soft Board (Symbol: F-01):-Front board: 12 mm soft board over 12mm plywood with fabric cover and enamel painted pine wood edging, including 2 hanging eye-hooks and stay; Support frame : 25x25x1mm MS Square Pipe powder coated paint finish, all complete. | No | 12
44.9 | White Board (Symbol: F-02):-Front board: 19 mm ply board with with 1mm white laminate gloss finish top cover and wood edging, including 3 eye hooks, stay and marker pad; Support frame : 25x25x1mm MS Square Pipe, powder coated paint all complete | No | 12
Sub Total of Furniture Works (E)
Sub Total For Shree Public Secondary School, Siyari Rural municipality, Rupandehi (I=B+C+D+E)=

## BOQ Bhimsen SS, Nawalparasi
Government of Nepal
Ministry of Education and Sports
Central Level Project Implementation Unit
SanoThimi, Bhaktapur, Nepal.
BILL OF QUANTITY
Project :- Construction of School Buildings in Ten Schools of Banke, Dang, Kapilvastu, Rupandehi, and Nawalparasi (East) district (having 2000+ students)
Contract Id No.: MoES/CLPIU/GoN/Works/2082-083/NCB-07
Location :- Banke, Dang, Kapilvastu, Rupandehi, and Nawalparasi (East)
A. The Rate quoted here under shall be inclusive of:
1.Supplying the Materials along with accessories and equipments to the site all complete.
2. Laying, fixing and erecting them in position all complete as per general practices,specifications and instructions of Site Engineer.
3.Tests and Maintenance up to the period specified in the agreement.
B. The Itemwise Rate should be quoted without VAT | [5 empty] | F/Y :- 2082/083
Item.No | Description | Unit | Total Quantity | Rate(NRs.) Excluding VAT |  | Total Amount | Remarks
|  |  |  | In figure | In Words
(x) Shree Bhimsen Adarsha Secondary School, Devchuli Municipality, Nawalparasi (East)
B | CIVIL WORK
1 | GENERAL
1.1 | Providing and maintining site office of two rooms having total area 20 sq.m(approximately) for the use of client, consultant, contractor and visitors during the entire period of construction including office 4 number of chair, 2 number of table, lockable file cabinet etc. as per the given drawing.The site ofice to be located near the entrance of the construction area wherever possible. | Month | 18
1.2 | Barricating the construction area to maintain construction site safe and also constructing toilet and camp for labour during entire construction period as per site condition and as per instruction of Engineer. | Job | 1
1.3 | Making fitting & fixing project information and social/safeguard information board of approximately 4'x6' size written in plain sheet in tubular pipe frame all complete as per drawing, specification and instruction of Engineer. | No. | 2
1.4 | Making fitting & fixing classroom name plate all complete work as per drawing,specification and instruction of Engineer. | No. | 15
1.5 | Making fitting and fixing school name hoarding board at top of gate all complete work as per specification and instruction of Egineer. | Job | 1
1.6 | Health and Safety-Helmets,Gloves,Boot,Safety glasses/face shields,earplugs/ear muffs,First Aid tools,etc as required bythe contract clause and techical specification,the number of safety materials personel protection equipment(PPE) shall be minimum but not limited to 40 sets during construction period.Payment shall be made in prorata basis over the entire project duration. | LS | 1
1.7 | Photographic Records-Providing Photographs (digital) and color prints of all construction sites showing the major construction activities for inclusion in monthly periodic progress reports to the satisfaction of the Engineers(at least 10 photos of each construction site shall be included in each monthly photographic record). | No. | 18
2 | SITE CLEARANCE AND LAYOUT
2.1 | Clearing the site by removing the bushes, trees, concrete pavement and hard surface whatever at site up to its root depth including the layout work, marking the trench, construction of permanent reference points along each grid precisely in line and level and including construction of all necessary staff and labor facilities,provision of water and electricity for entire project period. | Sq.m | 735.21
3 | EARTHWORK IN EXCAVATION
3.1 | Excavation in foundations in all type of soils mannually for foundation, trenches, footing, pits etc. to the required depth including dewatering by manual or mechanical means etc. as per specifications with all contractor’s own machinery and equipment's, providing crossing of track, shoring, strutting, timbering and buttressing with appropriate materials and all such measures necessary to retain in position the sides of the foundation pit and including refilling the excavated material with watering, ramming, leveling the site and disposing off the surplus/unusable earth within 50m all complete as per drawings, specifications and instructions of the Engineer. | Cu.m | 938.45
4 | BACK FILLING & DISPOSAL OF EXCESS SOIL
4.1 | Back filling in foundation and sides of foundation with approved soil obtained from the excavation at site and stacked at site or brought from outside in layer not exceeding 15 cm thick (compacted thickness) including transportation of soil, spreading in required line and level, sprinkling water, ramming, compacting with mechanical rammers, testing, etc., all complete as per drawing, specification and instructions of the Engineer. | Cu.m | 814.16
4.2 | Disposing of excess excavated soil and debris coming out from the demolition of PCC, RCC, Masonry and plaster, etc out of school premises by 3 T capacity truck upto haulage distance of 2.5 Km as per instruction of site engineer. | Cu.m | 124.29
5 | FLAT BRICK SOLING
5.1 | Providing and laying flat brick soling in foundation,floors of building, steps and ramps including filling interstices with suitable quarry sand, watering, compacting using appropriate mechanical compaction means with all contractors materials, handling, placing etc. all complete as per drawings, specifications and instruction of the Engineer. The complete item including all lead & lift. | Sqm | 808.82
6 | SAND FILLING
6.1 | Filling sand in floor by sprinkling of water and compaction by labour including lead as per drawing specification and instruction of the Consultant/Engineer all complete. | Cu.m | 31.49
6.2 | Filling with Brick Bats from 15mm to 150mm brick bat size,water spraying and compaction including transportation all complete. | Cu.m | 35.46
7 | 500 MICRON POLYTHENE SHEET
7.1 | Supplying and laying 500 micron tear proof good quality polythene above the compacted brick soling. The overlaping of the sheet must be more than 230mm in all side to prevent moisture throught it. The cost should be inclusive of all material and labour cost, as per design drawing, specification and instruction of the Engineer, all complete. | Sq.m | 331.05
8 | BRICK/ STONE MASONRY WORKS
8.1 | BRICK MASONRY WORKS ( 1 : 6 CSM ) upto GF
8.1.1 | Providing and laying first class chimney fired brick one or more brick thick wall (230mm thick or more) (whatever be the size of brick, the thickness of one full brick wall shall be taken as 230mm) in cement mortar 1:6 (1 cement : 6 coarse sand) in building up to ground floor and other specified places in all heights and level including the cost of single or multi stage scaffolding, soaking bricks, curing, raking joints, provision for recesses, openings, toothing etc., all complete as per drawing, specifications and instructions of the Engineer. | Cu.m | 304.52
8.2 | BRICK MASONRY WORKS ( 1 : 6 CSM ) above GF
8.2.1 | Providing and laying first class local chimney made brick one or more brick thick wall (230mm thick or more) (whatever be the size of brick, the thickness of one full brick wall shall be taken as 230mm) in cement mortar 1:6 (1 cement : 6 coarse sand) in superstructure above ground floor in all heights and level including the cost of single or multi stage self standing scaffolding, soaking bricks, curing, raking joints, provision for recesses, openings, toothing etc., all complete as per drawing, specifications and instructions of the Engineer. | Cu.m | 114.46
8.3 | HALF BRICK WORKS ( 1 : 4 CSM )
8.3.1 | Providing and laying non-fairfaced half brick (115mm thick) work masonry in cement mortar 1:4 (1 cement:4 sand) in superstructure with approved first class fired bricks in perfect line & level, required size and shape at any height and level, including the cost of single or multi stage scaffolding, cleaning, soaking of the bricks, packing of the joints, raking joints, provision for recesses, openings, curing, providing 25x3mm GI Straps Fixed to columns at every 5th course of brick and 60mm width 14 gauge welded GI mesh anchored to GI strap, all complete as per design, drawing, specifications instructions of the Engineer. | Sq.m | 52.38
9 | CONCRETE WORKS
9.1 | P.C.C (1:3:6) Works
9.1.1 | Providing and laying machine mixed Plain Cement Concrete of nominal mix 1:3:6, (1 cement : 3 sand : 6 coarse aggregate ) M10 grade for leveling course in foundations and under floor of building, etc. in all level with broken stone aggregate of size not more than 25 mm of approved quality including formwork wherever necessary, dewatering, batching, mixing, transporting, placing, compacting, curing, including all lead and lift, etc. all complete as per drawings, specifications and the instructions of the Engineer. | Cu.m | 33.66
9.2 | P.C.C (1:2:4) Works
9.2.1 | Providing and laying machine mixed Plain Cement Concrete of nominal mix 1:2:4, (1 cement : 2 sand : 4 coarse aggregate ) M15 grade for leveling course in foundations and under floor of building, etc. in all level with broken stone aggregate of size not more than 25 mm of approved quality including formwork wherever necessary, dewatering, batching, mixing, transporting, placing, compacting, curing, including all lead and lift, etc. all complete as per drawings, specifications and the instructions of the Engineer. | Cu.m | 35.94
9.3 | P.C.C. FOR R.C.C. (1:1.5:3) WORKS
9.3.1 | Providing and laying in position machine mixed and machine vibrated cement concrete of mix 1:1.5:3 (1 cement:1.5 sand:3 coarse aggreagate) M20 grade for reinforced cement concrete work using approved cement with 20 mm graded machine crushed stone aggregate of approved quality in various locations and heights including transportation of concrete to site of placing, compaction, finished to required line and level, protection and curing, etc. all complete as per drawings, specifications and the instructions of the Engineer, but excluding the cost of centering, shuttering, and reinforcement all complete as per drawings, specifications and instructions of the Engineer(RCC work without Silica Cement Admixture) | Cu.m | 60.37
9.4 | P.C.C. FOR R.C.C. (1:1:2) WORKS
9.4.1 | Providing and laying in position machine mixed and machine vibrated cement concrete of mix 1:1:2 (1 cement:1 sand: 2 coarse aggreagate) M25 grade for reinforced cement concrete work using approved cement with 20 mm graded machine crushed stone aggregate of approved quality in various locations and heights including transportation of concrete to site of placing, compaction, finished to required line and level, protection and curing, etc. all complete as per drawings, specifications and the instructions of the Engineer, but excluding the cost of centering, shuttering, and reinforcement all complete as per drawings, specifications and instructions of the Engineer.(RCC work without Silica Cement Admixture.) | Cu.m | 378.38
10 | FORM WORKS
10.1 | Supplying and laying centering, shuttering of various pattern formworks with 19mm thick water proof ply wood & steel adjustable props for all kinds of RCC works for foundations, columns, shear walls, beams, slab, staircase, lintel, sill, pergola, including nails, propping scaffolding, staging, supporting and bracing in proper lines and level, sealing the joints with heavy duty brown self adhesive tape, aligning to line and levels including Ties, PVC Spacer, Providing openings/ cutouts/ pockets, applying De-shuttering chemical, De-shuttering as approved by the Engineer etc., complete at all levels as per drawing, specifications and instructions of the Engineer. | Sq.m | 2742.5
11 | STEEL REINFORCEMENT
11.1 | Providing and fixing in position Fe 500 steel reinforcement of various diameter confirming to relevant IS code in R.C.C. works including straightening, cutting, bending, binding with 20 SWG annealed wire for tying the reinforcement bars at each junctions (binding wire shall not be measured separately) including all waste and cut pieces, provision for adequate numbers of spacers, chairs, providing and placing cement mortar (1:1) cover blocks to keep the bars in intended position at all levels all complete as per drawings, specifications and instructions of the Engineer. (Authorized lap length and for the bar length exceeding 10 meter in length shall be measured for the payment). | Kg | 73295.16
12 | FLOORING AND FINISHING WORKS
12.1 | 38mm thick P.C.C. in (1:2:4) with cement punning (1:1) for flooring work with approved floor hardener (Dreitop FH,Mapetop,Fairtop,Sika Chapdur or equivalent floor hardener) with approved quality cement, sand & aggregare 12mm and down grade in perfect line and level finishing including mixing,laying curing all complete work as per specification | Sq.m | 662.71
12.2 | 50mm thick P.C.C. in (1:2:4) with cement punning (1:1) for flooring work with approved floor hardener (Dreitop FH,Mapetop,Fairtop,Sika Chapdur or equivalent floor hardener) with approved quality cement, sand & aggregare 12mm and down grade in perfect line and level finishing including mixing,laying curing all complete work as per specification | Sq.m | 307.76
12.3 | KOTA STONE WORK
12.3.1 | Supplying and laying of 20 mm thick Kota stone flooring work in cement sand 1:4 mortar in perfect line and level finishing including polishing and finishing work all complete as per drawing,specification and instruction of site engineer. | Sq.m | 401.68
12.3.2 | Kota stone nosing work in staircase riser all complete. | Rm | 269.7
12.3.3 | Supplying and laying 100mm height, 20mm thick Kota stone skirting work in 1:4 C/S mortar in line and level all complete as per drawing,specification and instruction of site engineer.. | Rm | 226.65
12.4 | Providing and laying of 3mm thick cement and sand punning in 1:1 cement sand ratio on floors, dado etc. including claening , watering in surface and rubbing with steel trowel for hard and smooth syrface and curing all complete as per drawing, specification and instructions of the Engineer. | Sq.m | 430.73
12.5 | Providing and laying 6mm porcelain glazed tiles on walls and floor of approved colored laid with cement sand mortar(1:4) finished with white cement including polishing all complete as per specification and instruction of site engineer
12.5.1 | On wall | Sq.m | 125.33
12.5.2 | On floor | Sq.m | 27.76
13 | PLASTERING WORKS
13.1 | 12.5mm. Th. Cement sand plaster (1:3) work on ceiling surfaces of good finish in perfect line level and plumb including grooving in plaster wherever shown in drawings including chiselling racking the joints, wetting the surface and curing the work all complete as per specification and instruction of the consultant/engineer all complete | Sq.m | 1351.27
13.2 | 20mm. Th. Cement sand plaster (1:4) work on buiding inner wall surface of good finish in perfect line level and plumb including grooving in plaster wherever shown in drawings including chiselling racking the joints, wetting the surface and curing the work all complete as per specification and instruction of the consultant/engineer all complete | Sq.m | 1471.06
13.3 | 12.50mm. Th. Cement sand plaster (1:4)work on building outer wall surfaces of good finish in perfect line level and plumb including grooving in plaster wherever shown in drawings including chiselling racking the joints, wetting the surface and curing the work all complete as per specification and instruction of the consultant/engineer all complete | Sq.m | 1095.66
13.4 | 20mm. Th. Cement sand plaster (1:4)work on floor (Riser,tread,drain, apron,manhole,septic tank,inner wall and floor of water tank))with approved floor hardener (Dreitop FH,Mapetop,Fairtop,Sika Chapdur or equivalent floor hardener) of good finish in perfect line level including grooving in plaster wherever shown in drawings including chiselling racking the joints, wetting the surface and curing the work all complete as per specification and instruction of the consultant/engineer all complete | Sq.m | 236.44
13.5 | 3/4X1.5" thick pani patti in cement sand mortar(1:3) in cantiliver portion of slab in perfect line and level racking the joints, wetting the surface and curing the work all complete as per specification an.d construction of the consultant/engineer all complete | Rm | 366.51
13.6 | Providing and fixing chicken wire mesh at joint of beam,column and wall before plastering the surface as per specification and instruction of the consultant/engineer all complete. | Sqm | 434.41
13.7 | CEMENT SKIRTING
13.7.1 | Providing, laying and curing 100 mm height and 18 mm thick Cement Plaster Skirting with C.M. 1:3 (1 Cement :3 Coarse sand), on perfect line & level, finished with a floating coat of neat cement including rounding of junctions and slanted finish at top in 45 degree, as per design, specification and instruction of the Engineer, all complete. | Rm | 409.25
14 | DOORS AND WINDOWS
14.1 | POWDER COATED DOOR
14.1.1 | Providing and fixing in position in required line and level folded (machine folded rolled forming) Steel door frame of size shown in drawings manufacture from iron sheet of 1.60 mm thick having width 230mm with 4" ss premium hinges, jamb, lock jamb, head and hot phosphating pure polyster(PP) powder coated, welded on rigidly fixed together by mechanical means, adjustable lugs with split end tail to each jamb including steel butt hinges with mortar guards, reinforcing to door hardware, strike-plate, as requiredall complete as per drawings, specification and instruction of the Engineer.Providing, fabrication and installation in position 25 mm thick door shutter made with 25mm x 40mm x 1.5mm MS rectangle pipe fabricate to required size and shape stiles and mullions, infill panel filled with 1mm thick x 100mm wide strip MS sheet in required shape and size with stiffening strips including the required numbers and sizes hardware like hinges, tower-bolts, handles, aldrops with pad-lock,applying nine tank processing hot phosphating pure polyster(PP) powder coated, welded on rigidly fixed together by mechanical means, adjustable lugs with split end tail to each jamb including steel bush hinges with mortar guards, reinforcing to door hardware, strike-plate as requiredall complete as per drawings, specification and instruction of the Engineer(Door without ventilation) | Sq.m | 87.5
14.2 | POWDER COATED WINDOW
14.2.1 | Providing and fixing in position in required line and level folded (machine folded rolled forming) Steel window frame of size shown in drawings manufacture from iron sheet of 1.60 mm thick having width 230mm with 4" ss premium hinges, jamb, lock jamb, head and hot phosphating pure polyster(PP) powder coated, welded on rigidly fixed together by mechanical means, adjustable lugs with split end tail to each jamb including steel butt hinges with mortar guards, reinforcing to window hardware, strike-plate, as requiredall complete as per drawings, specification and instruction of the Engineer.Providing, fabrication and installation in position 28.8mm thick window shutter made by using 1mm thick 190mm wide sheet folded styles and mullions with 5mm thick glass panel at top and infill pannel filled with 1mm thick x 100mm wide strip MS sheet in required shape and size with stiffening strips including the required numbers and sizes hardware like hinges, tower-bolts, handles, aldrops with pad-lock,applying nine tank processing hot phosphating pure polyster(PP) powder coated, welded on rigidly fixed together by mechanical means, adjustable lugs with split end tail to each jamb including steel butt hinges with mortar guards, reinforcing to door hardware, strike-plate as requiredall complete as per drawings, specification and instruction of the Engineer.Also providing,fabrication and installation og MS grill made with 8mm X 8mm solid core square rod grill with Powder coated finishing or better quality all complete as per the instruction of site engineer(Window with two shutters and middle fixed portion(glass panel at upper part and metal sheet at lower part)) | Sq.m | 111.6
14.2.2 | Providing and fixing in position in required line and level folded (machine folded rolled forming) Steel window frame of size shown in drawings manufacture from iron sheet of 1.60 mm thick having width 230mm with 4" ss premium hinges, jamb, lock jamb, head and hot phosphating pure polyster(PP) powder coated, welded on rigidly fixed together by mechanical means, adjustable lugs with split end tail to each jamb including steel butt hinges with mortar guards, reinforcing to window hardware, strike-plate, as requiredall complete as per drawings, specification and instruction of the Engineer.Providing, fabrication and installation in position 28.8mm thick window shutter made by using 1mm thick 190mm wide sheet folded styles and mullions with 5mm thick glass panel at top and infill pannel filled with 1mm thick x 100mm wide strip MS sheet in required shape and size with stiffening strips including the required numbers and sizes hardware like hinges, tower-bolts, handles, aldrops with pad-lock,applying nine tank processing hot phosphating pure polyster(PP) powder coated, welded on rigidly fixed together by mechanical means, adjustable lugs with split end tail to each jamb including steel butt hinges with mortar guards, reinforcing to door hardware, strike-plate as requiredall complete as per drawings, specification and instruction of the Engineer.Also providing,fabrication and installation og MS grill made with 8mm X 8mm solid core square rod grill with Powder coated finishing or better quality all complete as per the instruction of site engineer(Window and ventilation with fixed glass) | Sq.m | 7.65
15 | PAINT WORKS
15.1 | PLASTIC EMULSION PAINT
15.1.1 | Providing and applying two or more coats of plastic emulsion paint of approved manufacturer and shade over a coat of alkali resistant cement primer of approved manufacturer as per manufacturer's specifications to the surface of wall, ceiling, beams columns, canopies, staircase, lobbies etc., all complete as per drawings, specifications and instruction. The rates shall include for scraping, washing the surface with water, surface preparation, scaffolding etc., all complete as per the manufacturer's recommendations and as approved by the Engineer. | Sq.m | 1938.86
15.2 | EXTERIOR WEATHER PAINT
15.2.1 | Painting on Exterior Wall surface with two coats of weather coat (Must be ISO 9001 : 2000 certified company) of approved color and shade over one coat of primer to give uniform coloring and quality floss finish after proper surface preparation, all complete as per drawing, specification and instruction of the Engineer, all complete. | Sq.m | 1779.97
15.3 | ENAMEL PAINT
15.3.1 | Two coats of ready made Enamel paints of approved colour over one coats of primer painting over properly sanded wooden surface and MS pipe railing all complete as per specification and instruction of the engineer. | Sq.m | 441.47
15.4 | Wall Putty work in inner wall surface and room ceiling
15.4.1 | Supplying and painting two coat of wall putty of approved quality on inner wall and ceiling of building over porperly cleaned surface all complete as per specification and instruction. | Sq.m | 2599.1
16 | RAILING WORK
16.1 | Staircase railing work with 50mm dia Mild steel pipe of medium class as hand railing with 50mm dia Mild steel pipe as vertical post at 2m spacing and three layers of 25mm dia Mild steel pipe of medium class between hand rail and ground on height 750 to 900 mm all complete as per design drawing & specification & instructon site incharge.(Staircase railing work) | Kg | 381.86
16.2 | Veranda Railing Work
16.2.1 | Fitting and fixing of railing on veranda,over parapet wall with 65mm dia Mild steel pipe of medium class as hand railing and vertical post, two layers of 50mm dia medium class MS pipe as horizontal members with 25mm dia Mild steel pipe of medium class as vertical members all complete as per drawing, instruction and specification. | Kg | 4324.4
16.2.2 | Supplying,fitting and fixing Mild Steel plates for parapet railing work as per drawing, specification and instruction of the engineer . | Kg | 256.95
16.2.3 | Supplying,fitting and fixing anchor bolts for parapet railing work as per drawing, specification and instruction of the engineer . | Kg | 76.95
16.2.4 | Fitting and fixing of railing for ramp with 50mm dia MS pipe of medium class on hand railing with 50mm dia MS pipe of medium class as vertical post with one horizontal line 50mm dia MS pipe all complete as per drawing, instruction & specification. | Kg | 330.81
17 | COLLAPSIBLE GATE
17.1 | Supplying and fixing in position local made collapsible gate of approved size and make properly fabricated with vertical double channels 20 x 10 x 2mm at 100mm centers and braced with M.S. flat diagonal 20 x 5mm, with top and bottom rails of T iron 40 x 40 x 6mm with 38mm dia steel pulleys complete with bolts nuts locking arrangements steppers handles including red oxide primer coat,two coat enamel paint and necessary fittings as per drawing, specification and direction of the engineer. | Sqm | 9.8
18 | SPIRAL STAIRCASE
18.1 | Fabricating,supplying & fixing of spiral staircase with 4"-6" black pipe post medium class, 20mm square pipe railing , 32mm handrail, width of staircase 90cm including red oxide primer coat and necessary fittings as per drawing, specification and direction of the engineer. | Rm | 3.6
19 | WATER PROOFING TREATMENT
19.1 | Elastocrete cementitious elastometric water proofing coating 2 components capacity per kg 6 sq.ft 2 coat including supply and applying all complete work as per drawing, specification and direction of the engineer . | Sqm | 307.76
20 | WATER TANK STAND
20.1 | Supplying,fitting and fixing MS square pipe and angle fabrication with primer paint all complete as per drawing,specification and instruction of site engineer. | Kg | 420.9
21 | TUFF PAVER (CONCRETE BLOCK)
21.1 | Providing and laying 60mm thick tuff paver cement concrete (Interlocking Block) over 50mm thick sand bed in footpath including excavation, sand bedding etc. all complete as per drawings, specifications and the instructions of the Engineer. | Sq.m | 45
21.2 | BLACK PIPE FOR INCINERATOR Supplying fitting and fixing MS circular/square pipe(medium size) with necessary base plates along with primer paint all complete as per drawing specification and instruction of site engineer | Kg | 41.83
22 | Metal Grating for Appron
22.1 | supplying, fitting & fixing 25*25*5mm angle on edges, 20*5mm iron flat at 50mm c/c spacing with all necessary hardware and fittings all complete as per drawing, instruction and specification. | Kg | 1093.41
23 | Site Clearance Work
23.1 | Site clearance work before starting the work and after completion of work including disposing of unused materials away from site and proper levelling all complete as per instruction of site technician. | LS | 1
| Civil work+Micellaneous Items Sub Total (B) Rs | [6 empty] | #REF!
C | SANITARY WORK
24 | Supplying and Fixing White glazed porcelain clay One Piece commode with 'P ' & 'S ' trap and slow falling seat cover complete set.(Hindware, Paryware, Somany, cera or eqv.)
24.1 | White glazed porcelain clay One Piece commode with 'P ' & 'S ' trap and slow falling seat cover.(Hindware, Paryware, Somany, cera or eqv.) all complete set. | set | 1
25 | Supplying and Fixing White glazed earthenware Indian pattern Orissa Pan with low level porcelain clay flushing cistern ,trap,pipe connector with complete accessories including bracket, flushing pipe,pipe connector etc. all complete set(Hindware,parryware or equivalent).
25.1 | 580 mm size Porcelain clay white glazed Orissa pan with low level glazed cistern complete set (Hindware, Parryware, Classica, bolan or equivalent.) | set | 6
26 | Supplying and fixing White glaze Porcelian clay wash basin/ Oval 50*40 cm with brackets 32mm dia p trap, 32mm CP waste coupling CP chain and rubber plug, 15mm*450mm long c.p. pipe connector etc all complete. (Sanitaryware: Hindware, Parrywareor equivalent). Valve:- jaquar, ark, Ess Ess or equivalent)
26.1 | Indian pattern Porcelain clay white glaze Oval Wash Basin 50x40cm with mixer (jaquar,parryware,or equ. All complete set | set | 2
27 | Small Flat back White glazed squatting plate urinal set(45x35)cm all complete set | Set | 2
28 | Supplying and Fixing Indian pattern C.P. valves with wall flange Including c.p. nipple all complete set.
28.1 | 15mm CP Bib Cock | No | 9
28.2 | 15mm stainless steel bib cock | No | 6
28.3 | 15mm Auto closing bib cock with aerator | No | 6
28.4 | Urinal spreader | No | 6
28.5 | C.P. 15mm dia Angle valve. | No | 4
28.6 | 15mm Stainless Steel two way angle valve | No | 3
28.7 | 15mm C.P commode spray with 1.2 m. long flexible pipe. | No | 1
29 | Supplying and fixing Indian pattern bathroom accessories all complete set
29.1 | CP Toilet Paper Holder heavy | No | 1
29.2 | PVC Floor Trap 11*7.5cm (4"*2.5") | No | 10
29.3 | 32 mm Pvc bottle trap with 32mm Dia CP waste coupling with CP chain and rubber plug etc | No. | 2
29.4 | 1.5x45cm(1/2"x18") pipe connector | No. | 2
29.5 | Grab bar European standard | No | 4
29.6 | CHROME PLATE SOAP DISH. | Set | 6
29.7 | Stainless steel towel rod 1.5*45cm (1/2"*18") | Set | 3
29.8 | Looking mirror Modi guard 450*600mm (18"*24") | No | 6
29.9 | Foldable Hinge | No | 1
29.1 | 5 kg fire extingusher ABC type Minimax, all complete set eversafe or equivalent . | No | 3
30 | WATER SUPPLY INSTALLATION
30.1 | Supplying and fixing CPVC:- Chlorinated Poly Vinyl Chloride pipe (hot and cold). Or equivalent with CPVC fittings/ specials(Tees, elbows, Unions etc) clamps (m.s. plate with nut and bolt with hexagonal screws for clamp in ceiling,wall), nails, including jointing materials, installation of pipes and specials including making holes on walls or floor and repairing the sams to its original finish, all complete set as per specification and instruction. Pipes to be installed on trenches or walls or floor or duct as per drawings, specifications and instructions, cleaning of the system, testing and ready for operation. The rate shall include for all labour and materials required. The measurement shall be done for running metres, fittings etc not payable separately.
30.1.1 | 15 mm CPVC (Chrorinated Polyvinyl Chloride) Pipe SDR 11 CTS. 28.1kg/cm2 (flowguard or ISI Standard.) | Rm | 60
30.1.2 | 20 mm CPVC (Chrorinated Polyvinyl Chloride) Pipe SDR 11 CTS. 28.1kg/cm2 (flowguard or ISI Standard.) | Rm | 60
30.1.3 | 25 mm CPVC (Chrorinated Polyvinyl Chloride) Pipe SDR 11 CTS. 28.1kg/cm2 (flowguard or ISI Standard.) | Rm | 50
30.1.4 | 32 mm CPVC (Chrorinated Polyvinyl Chloride) Pipe SDR 11 CTS. 28.1kg/cm2 (flowguard or ISI Standard.) | Rm | 40
30.1.5 | 40 mm CPVC (Chrorinated Polyvinyl Chloride) Pipe SDR 11 CTS. 28.1kg/cm2 (flowguard or ISI Standard.) | Rm | 50
31 | Supplying and fixing CPVC:- Chlorinated Poly Vinyl Chloride valve including jointing materials all complete set as per specification and instruction.
31.1 | 15 mm dia CPVC Ball Valve, CTS Socket all complete | No | 5
31.2 | 20 mm dia CPVC Ball Valve, CTS Socket all complete | No | 5
31.3 | 25 mm dia CPVC Ball Valve, CTS Socket all complete | No | 5
31.4 | 32 mm dia CPVC Ball Valve, CTS Socket all complete | No | 5
31.5 | 40 mm dia CPVC Ball Valve, CTS Socket all complete | No | 5
31.6 | G.M. 40mm gate valve | No | 2
32 | Supplying and fixing stainless steel roof water tank with cover including drain hole, inlet, outlet, over flow etc. all complete set.
32.1 | 1000 ltr. Stainless steel water tank (304 grade steel) fitting with all complete. | No | 1
32.2 | 2000 ltr. Stainless steel water tank (304 grade steel) fitting with all complete. | No | 2
33 | SEWER, RAIN AND WASTE WATER INSTALLATION
33.1 | Supplying and fixing UPVC pipe( Soil, Waste, Rain) pipes with all necessary ring gaskets, PVC fittings, including MS clamps, hangers, cutting, jointing, sealing, installation of pipes and specials including making holes and cutting grooves on walls or floor and repairing the same to its original finish. Pipes to be installed on trenches or walls or floor or duct as per drawings specifications (Panchakanya, Prince, Supreme), manufacturer's recommendations, instructions, cleaning of the system, testing and ready for operation. The rate shall include for all labour and materials required. The measurement shall be done for running metres, fittings etc not payable separately.
33.1.2 | 50mm PVC pipe of 6 kg/cm2 | Rm | 25
33.1.2 | 75mm PVC pipe of 6 kg/cm2 | Rm | 45
33.1.3 | 110mm PVC pipe of 6 kg/cm2 | Rm | 112
34 | Supplying and Fixing UPVC specials with O ring rubber washer, Pvc liquid(Solvent cement), Pvc cream, all complete set as per specification and instruction. ( Panchakanya, Prince, Supreme)
34.1 | 50mm dia UPVC 90 degree bend | No | 8
34.2 | 50mm dia UPVC 45 degree bend | No | 2
34.3 | 75mm dia UPVC 45 degree bend | No | 8
34.4 | 75 mm dia UPVC vent cowl | No | 2
34.5 | 75 mm dia UPVC Y-Brance | No | 5
34.6 | 75 mm dia pipe clip. | No | 15
34.7 | 110 mm Bend 45 degree bend | No | 10
34.8 | 75 mm dia UPVC plain/door Tee. | No | 5
34.9 | 75 mm dia UPVC 90 degree bend | No | 5
34.1 | 110 mm dia UPVC vent cowl | No | 2
34.11 | 110 mm dia UPVC plain door Tee | No | 5
34.12 | 110 mm dia UPVC 90 degrees bend | No | 17
34.13 | 110 mm dia Y-Brance | No | 8
34.14 | 110 mm dia UPVC pipe clip. | No | 52
34.15 | 75*75 mm dia PVC p-trap | No | 4
34.16 | 110*110 mm dia. PVC p-trap | No | 12
35 | Supplying and fixing HDPE pipe of PN6 (Soil, Waste) pipes with all necessary fittings, including cutting, jointing, sealing, installation of pipes and specials including making holes and cutting grooves on walls or floor and repairing the same to its original finish. Pipes to be installed on trenches or walls or floor or duct as per drawings specifications (Panchakanya, Prince, Supreme or equivalent), manufacturer's recommendations, instructions, cleaning of the system, testing and ready for operation. the material should confirm to PE100. The rate shall include for all labour and materials required. The measurement shall be done for running metres, fittings etc not payable separately.
35.1 | 160mm HDP PIPE WITH FITTING | Rm | 40
35.2 | 200mm HDP PIPE WITH FITTING | Rm | 40
36 | WATER TRANSFER PUMP
36.1 | Supplying and fixing Electric motor pump single or three phase with base, nut and bolts all complete set (Kirloskar, Compton, Servo or eqvt)
36.1.1 | 2 HP Electric motor water pump multi stage coupled pump (crompton). | Set | 2
36.1.2 | Pressure sensor switch for pump auto switch with all complete set. (Italian or eqv) | Set | 1
36.1.3 | CI Tank cover 24"*24" (50 kg) Square (Locking type) | No | 5
36.1.4 | CI cover 22"*22" (20 kg )medium Duty | No | 8
Sanitary work sub Total (C) Rs
D | ELECTRICAL WORK
37 | Panel & Distribution Boards
37.1 | Distribution board
37.1.1 | Distribution board 12 way SPN made of mild steel sheet double cover lockable Geco or eqvt. Flush type etc all complete | Set | 3
37.1.2 | Distribution board 6 way SPN made of mild steel sheet double cover lockable Geco or eqvt. Flush type etc all complete | Set | 1
37.1.3 | 6-32 Amps SP MCB Geco, North west, ISI or eqvt. For light and power supply | Nos | 34
37.1.4 | 6-32 Amps DP MCB Siemens, Geco,Legrend or eqvt. For main | Nos | 4
38 | Mains,Sub-Mains,Cables & Wires
38.1 | (2*6+1*1.5) sq.mm multistrand flexible cu wire for main in 3/4" HDPE polythene pipe from sub DB to DB etc, all complete | Rm | 100
38.2 | 10 sq.mm 4 core armoured copper cable for main panel board to DB,through Polythene pipe etc, all complete | Rm | 20
38.3 | 16 sq.mm 4 core armoured copper cable for NEA line to Main panel board,through Polythene pipe etc, all complete | Rm | 30
39 | CIRCUIT CUM POINT WIRING
39.1 | General Service Light/Fan/Exhaust Fan/ Call bell Point Wiring
39.1.1 | Supply,installation,testing and commissioning of light point /fan point wiring from DB to various points with 2.5 sqmm multistrand flexible cu wire through 1/2" internal dia HDPE conduit concealed via junction box and switch as per drawing and specification including cost of circular box and junction box and switch. Notes : 1) Average lenght per point = 12.5m Approximately | Point | 158
39.2 | Power Socket Point Wiring
39.2.1 | Supply and installation of 16A universal power socket point wiring with 2*4+1*1.5 sq mm multistraned copper wires through pvc listy or 3/4" internal dia HDPE conduit concealed from DB to various points, junction box as per drawing and specification. [Note : Average lenght per point = 12.5 m Approximately ] | Point | 36
40 | Switch Socket Outlets
40.1 | Supply,installation,interconnection,testing and commissioning of following type of switch socket including GI/PVC box,pvc listy to be installed in specified location and height all complete.
40.1.1 | 1 gang 1 way switch or North west type eqvt.etc all complete. | Nos | 4
40.1.2 | 1 gang 2 way switch or North west type eqvt.etc all complete. | Nos | 5
40.1.3 | 2 gang 1 way switch or North west type eqvt.etc all complete. | Nos | 11
40.1.4 | 3 gang 1 way switch or North west type eqvt.etc all complete. | Nos | 2
40.1.5 | 4 gang 1 way switch or North west type eqvt.etc all complete. | Nos | 3
40.1.6 | 6 gang 1 way switch or North west type eqvt.etc all complete. | Nos | 19
40.1.7 | 16/6 Amps combined S/socket flush type north west type or eqvt | Nos | 36
40.1.8 | Dimmer Single 750 Watt F fan regulator | Set | 48
41 | Light Fixtures/ Fan and Accessories
41.1 | Supply, storing,assembling,installation,testing and commissioning of wall/ceiling , surface/recessed,suspended types CFL/LED lighting fixtures including lamp,power factor improvement capacitor,electronics ballast, controle gear, LED driver etc
41.1.1 | 1'x1' 24W finished surface type LED panel light Wipro/Fiam/Philips or equivalent with Cover | Set | 48
41.1.2 | 12W finished surface type LED panel light round/square Wipro/Fiam/Philips or equivalent. | Set | 56
41.1.3 | Electrical bell musical type. | Set | 1
41.2 | Supply, installation,interconnection,testing and commisioning and putting into operation of following size of sweep ceiling/exhaust fans as per drawing specification including the adjustment hanging rod and louvers for exhaust fan as required.
41.2.1 | 48'' ceiling fan Almonard/Bajaj or eqvt.etc all complete. | Set | 48
41.2.2 | 9"exhaust fan Almonard /Bajaj or eqvt.etc all complete. | Set | 10
42 | Main Distribution panels
42.1 | Supply Installation and testing of main control panel out door ,wall mounting type, dust and vermin proof made of 16 SWG mild steel sheet cubical with type, dust and vermin proof made of 16 SWG mild steel sheet cubical with double cover and locking arrangement as per drawing, specification and instruction with following
42.1.1 | 60/100 Main Panel board made of mild steel sheet double cover floor mount suitable color push type lock suitable size for housing the following items, all complete.12''*36"*48" size(space for 5 no MCB) | set | 1
42.1.2 | 60 TP MCCB Siemens,Ge,Legrand or eqvt. for ingoing for sub panel board. | set | 1
42.1.3 | 20-30-40 TP MCB Siemens,Ge,Legrand or eqvt. for outgoing for sub panel board. | set | 5
42.1.4 | Voltmeter 0-500 v with selector switch | set | 1
42.1.5 | Indicator lamp with fuse. | set | 3
42.1.6 | Ammeter 0-500 A with selector switch | set | 1
42.1.7 | Selector switch | set | 1
42.1.8 | CT coil of suitable ratio | set | 3
42.1.9 | 16 A TP 25 KA MCB Siemens,Ge,Legrand or eqvt. for motor pump. | set | 1
43 | Earthing & Lighting Protection
43.1 | Earthing with cu plate size 65 cm x 65 cm x3.15 mm with G.N. 8 cu wire for earth continuity from panel board to earthing site all complete with necessary accessories: salt,coal,cu plate,HDEP polythene pipe etc) as per specification and instruction of site engineer. | Set | 3
43.2 | Supply , installation & testing of Air Termination Unit of 2m long solid copper rod of 16mm dia. to be mount on the roof of the building. | Set | 1
43.3 | Supply , installation & testing of 25mmx3mm copper strip from air termination unit to earth pit as per drawing,Specification and instruction of site engineer.Cost includes hook,gripes, screws,clamps and other accessories. | Rm. | 75
Sub Total of Electrical Works (D)
E | FURNITURE WORK
44 | CLASSROOM FURNITURE
44.1 | Student Desk (2 seater) (Symbol: D-01C):-Top Board: 19mm thick Plywood with 1mm Laminate top and 10mm pine wood edge lipping all around enamel painted; Foot Rest: 25x40x1.5mm MS Square Pipe; Frame: 25x25x1.5mm MS Square Pipe with book rack made of 16 gauge metal sheet;powder coated paint finish with rubber shoe, all complete. | No | 48
44.2 | Student Desk (3 seater) (Symbol: D-02C):-Top Board: 19mm thick Plywood with 1mm Laminate top and 10mm pine wood edge lipping all around, enamel painted; Foot Rest: 25x40x1.5mm MS Square Pipe; Frame: 25x25x1.5mm MS Square Pipe with book rack made of 16 gauge metal sheet; ;powder coated paint with rubber shoe, all complete. | No | 120
44.3 | Student Bench (2 seater) (Symbol: B-01C):-Top Board: 19mm thick Plywood with 1mm Laminate top and 10mm polished pine wood edge lipping all around, enamel painted; Foot Rest: 25x40x1.5mm MS Square Pipe; Frame: 25x25x1.5mm MS Square Pipe; ;powder coated paint with rubber shoe, all complete. | No | 48
44.4 | Student Bench (3 seater) (Symbol: B-02C):-Top Board: 19mm thick Plywood with 1mm Laminate top and 10mm polished pine wood edge lipping all around, enamel painted; Foot Rest: 25x40x1.5mm MS Square Pipe; Frame: 25x25x1.5mm MS Square Pipe; ;powder coated paint with rubber shoe, all complete. | No | 120
44.5 | ECD Student Desk (6 seater) (Symbol: D-03):-Top Board: 19mm thick Plywood with 1mm Laminate top and 10mm pine wood edge lipping all around, enamel painted;Support: 25mm thick Plywood with25x3mm strap support at the three corners; ;enamel paint with laminate finish with nylone shoe, all complete. | No | 3
44.6 | Teacher's Table (Symbol: T-01):-Top Board: 19mm thick Plywood with 1mm Laminate top and 10mm pine wood edge lipping all around enamel painted; Foot Rest: 25x40x1.5mm MS Square Pipe; Frame: 25x25x1.5mm MS Square Pipe; ;powder coated paint with rubber shoe, all complete. | No | 12
44.7 | Teacher's Chair (Symbol: C-01):-Seat with back rest; Metal frame, without arm rest, rubber shoe cap, ;powder coated paint finish, all complete | No | 12
44.8 | Soft Board (Symbol: F-01):-Front board: 12 mm soft board over 12mm plywood with fabric cover and enamel painted pine wood edging, including 2 hanging eye-hooks and stay; Support frame : 25x25x1mm MS Square Pipe powder coated paint finish, all complete. | No | 12
44.9 | White Board (Symbol: F-02):-Front board: 19 mm ply board with with 1mm white laminate gloss finish top cover and wood edging, including 3 eye hooks, stay and marker pad; Support frame : 25x25x1mm MS Square Pipe, powder coated paint all complete | No | 12
Sub Total of Furniture Works (E)
Sub Total For Shree Bhimsen Adarsha Secondary School, Devchuli Municipality, Nawalparasi (East) (I=B+C+D+E)=

## BOQ_Lilaram SS, Rupandehi
Government of Nepal
Ministry of Education and Sports
Central Level Project Implementation Unit
SanoThimi, Bhaktapur, Nepal.
BILL OF QUANTITY
Project :- Construction of School Buildings in Ten Schools of Banke, Dang, Kapilvastu, Rupandehi, and Nawalparasi (East) district (having 2000+ students)
Contract Id No.: MoES/CLPIU/GoN/Works/2082-083/NCB-07
Location :- Banke, Dang, Kapilvastu, Rupandehi, and Nawalparasi (East)
A. The Rate quoted here under shall be inclusive of:
1.Supplying the Materials along with accessories and equipments to the site all complete.
2. Laying, fixing and erecting them in position all complete as per general practices,specifications and instructions of Site Engineer.
3.Tests and Maintenance up to the period specified in the agreement.
B. The Itemwise Rate should be quoted without VAT | [5 empty] | F/Y :- 2082/083
Item.No | Description | Unit | Total Quantity | Rate(NRs.) Excluding VAT |  | Total Amount | Remarks
|  |  |  | In figure | In Words
(viii) Shree Rupandehi Lilaram Neupane Secondary School, Siddharthnagar Municipality, Rupandehi
B | CIVIL WORK
1 | GENERAL
1.1 | Providing and maintining site office of two rooms having total area 20 sq.m(approximately) for the use of client, consultant, contractor and visitors during the entire period of construction including office 4 number of chair, 2 number of table, lockable file cabinet etc. as per the given drawing.The site ofice to be located near the entrance of the construction area wherever possible. | Month | 18
1.2 | Barricating the construction area to maintain construction site safe and also constructing toilet and camp for labour during entire construction period as per site condition and as per instruction of Engineer. | Job | 1
1.3 | Making fitting & fixing project information and social/safeguard information board of approximately 4'x6' size written in plain sheet in tubular pipe frame all complete as per drawing, specification and instruction of Engineer. | No. | 2
1.4 | Making fitting & fixing classroom name plate all complete work as per drawing,specification and instruction of Engineer. | No. | 15
1.5 | Making fitting and fixing school name hoarding board at top of gate all complete work as per specification and instruction of Egineer. | Job | 1
1.6 | Health and Safety-Helmets,Gloves,Boot,Safety glasses/face shields,earplugs/ear muffs,First Aid tools,etc as required bythe contract clause and techical specification,the number of safety materials personel protection equipment(PPE) shall be minimum but not limited to 40 sets during construction period.Payment shall be made in prorata basis over the entire project duration. | LS | 1
1.7 | Photographic Records-Providing Photographs (digital) and color prints of all construction sites showing the major construction activities for inclusion in monthly periodic progress reports to the satisfaction of the Engineers(at least 10 photos of each construction site shall be included in each monthly photographic record). | No. | 18
2 | SITE CLEARANCE AND LAYOUT
2.1 | Clearing the site by removing the bushes, trees, concrete pavement and hard surface whatever at site up to its root depth including the layout work, marking the trench, construction of permanent reference points along each grid precisely in line and level and including construction of all necessary staff and labor facilities,provision of water and electricity for entire project period. | Sq.m | 735.21
3 | EARTHWORK IN EXCAVATION
3.1 | Excavation in foundations in all type of soils mannually for foundation, trenches, footing, pits etc. to the required depth including dewatering by manual or mechanical means etc. as per specifications with all contractor’s own machinery and equipment's, providing crossing of track, shoring, strutting, timbering and buttressing with appropriate materials and all such measures necessary to retain in position the sides of the foundation pit and including refilling the excavated material with watering, ramming, leveling the site and disposing off the surplus/unusable earth within 50m all complete as per drawings, specifications and instructions of the Engineer. | Cu.m | 938.45
4 | BACK FILLING & DISPOSAL OF EXCESS SOIL
4.1 | Back filling in foundation and sides of foundation with approved soil obtained from the excavation at site and stacked at site or brought from outside in layer not exceeding 15 cm thick (compacted thickness) including transportation of soil, spreading in required line and level, sprinkling water, ramming, compacting with mechanical rammers, testing, etc., all complete as per drawing, specification and instructions of the Engineer. | Cu.m | 814.16
4.2 | Disposing of excess excavated soil and debris coming out from the demolition of PCC, RCC, Masonry and plaster, etc out of school premises by 3 T capacity truck upto haulage distance of 2.5 Km as per instruction of site engineer. | Cu.m | 124.29
5 | FLAT BRICK SOLING
5.1 | Providing and laying flat brick soling in foundation,floors of building, steps and ramps including filling interstices with suitable quarry sand, watering, compacting using appropriate mechanical compaction means with all contractors materials, handling, placing etc. all complete as per drawings, specifications and instruction of the Engineer. The complete item including all lead & lift. | Sqm | 808.82
6 | SAND FILLING
6.1 | Filling sand in floor by sprinkling of water and compaction by labour including lead as per drawing specification and instruction of the Consultant/Engineer all complete. | Cu.m | 31.49
6.2 | Filling with Brick Bats from 15mm to 150mm brick bat size,water spraying and compaction including transportation all complete. | Cu.m | 35.46
7 | 500 MICRON POLYTHENE SHEET
7.1 | Supplying and laying 500 micron tear proof good quality polythene above the compacted brick soling. The overlaping of the sheet must be more than 230mm in all side to prevent moisture throught it. The cost should be inclusive of all material and labour cost, as per design drawing, specification and instruction of the Engineer, all complete. | Sq.m | 331.05
8 | BRICK/ STONE MASONRY WORKS
8.1 | BRICK MASONRY WORKS ( 1 : 6 CSM ) upto GF
8.1.1 | Providing and laying first class chimney fired brick one or more brick thick wall (230mm thick or more) (whatever be the size of brick, the thickness of one full brick wall shall be taken as 230mm) in cement mortar 1:6 (1 cement : 6 coarse sand) in building up to ground floor and other specified places in all heights and level including the cost of single or multi stage scaffolding, soaking bricks, curing, raking joints, provision for recesses, openings, toothing etc., all complete as per drawing, specifications and instructions of the Engineer. | Cu.m | 304.52
8.2 | BRICK MASONRY WORKS ( 1 : 6 CSM ) above GF
8.2.1 | Providing and laying first class local chimney made brick one or more brick thick wall (230mm thick or more) (whatever be the size of brick, the thickness of one full brick wall shall be taken as 230mm) in cement mortar 1:6 (1 cement : 6 coarse sand) in superstructure above ground floor in all heights and level including the cost of single or multi stage self standing scaffolding, soaking bricks, curing, raking joints, provision for recesses, openings, toothing etc., all complete as per drawing, specifications and instructions of the Engineer. | Cu.m | 114.46
8.3 | HALF BRICK WORKS ( 1 : 4 CSM )
8.3.1 | Providing and laying non-fairfaced half brick (115mm thick) work masonry in cement mortar 1:4 (1 cement:4 sand) in superstructure with approved first class fired bricks in perfect line & level, required size and shape at any height and level, including the cost of single or multi stage scaffolding, cleaning, soaking of the bricks, packing of the joints, raking joints, provision for recesses, openings, curing, providing 25x3mm GI Straps Fixed to columns at every 5th course of brick and 60mm width 14 gauge welded GI mesh anchored to GI strap, all complete as per design, drawing, specifications instructions of the Engineer. | Sq.m | 52.38
9 | CONCRETE WORKS
9.1 | P.C.C (1:3:6) Works
9.1.1 | Providing and laying machine mixed Plain Cement Concrete of nominal mix 1:3:6, (1 cement : 3 sand : 6 coarse aggregate ) M10 grade for leveling course in foundations and under floor of building, etc. in all level with broken stone aggregate of size not more than 25 mm of approved quality including formwork wherever necessary, dewatering, batching, mixing, transporting, placing, compacting, curing, including all lead and lift, etc. all complete as per drawings, specifications and the instructions of the Engineer. | Cu.m | 33.66
9.2 | P.C.C (1:2:4) Works
9.2.1 | Providing and laying machine mixed Plain Cement Concrete of nominal mix 1:2:4, (1 cement : 2 sand : 4 coarse aggregate ) M15 grade for leveling course in foundations and under floor of building, etc. in all level with broken stone aggregate of size not more than 25 mm of approved quality including formwork wherever necessary, dewatering, batching, mixing, transporting, placing, compacting, curing, including all lead and lift, etc. all complete as per drawings, specifications and the instructions of the Engineer. | Cu.m | 35.94
9.3 | P.C.C. FOR R.C.C. (1:1.5:3) WORKS
9.3.1 | Providing and laying in position machine mixed and machine vibrated cement concrete of mix 1:1.5:3 (1 cement:1.5 sand:3 coarse aggreagate) M20 grade for reinforced cement concrete work using approved cement with 20 mm graded machine crushed stone aggregate of approved quality in various locations and heights including transportation of concrete to site of placing, compaction, finished to required line and level, protection and curing, etc. all complete as per drawings, specifications and the instructions of the Engineer, but excluding the cost of centering, shuttering, and reinforcement all complete as per drawings, specifications and instructions of the Engineer(RCC work without Silica Cement Admixture) | Cu.m | 60.37
9.4 | P.C.C. FOR R.C.C. (1:1:2) WORKS
9.4.1 | Providing and laying in position machine mixed and machine vibrated cement concrete of mix 1:1:2 (1 cement:1 sand: 2 coarse aggreagate) M25 grade for reinforced cement concrete work using approved cement with 20 mm graded machine crushed stone aggregate of approved quality in various locations and heights including transportation of concrete to site of placing, compaction, finished to required line and level, protection and curing, etc. all complete as per drawings, specifications and the instructions of the Engineer, but excluding the cost of centering, shuttering, and reinforcement all complete as per drawings, specifications and instructions of the Engineer.(RCC work without Silica Cement Admixture.) | Cu.m | 378.38
10 | FORM WORKS
10.1 | Supplying and laying centering, shuttering of various pattern formworks with 19mm thick water proof ply wood & steel adjustable props for all kinds of RCC works for foundations, columns, shear walls, beams, slab, staircase, lintel, sill, pergola, including nails, propping scaffolding, staging, supporting and bracing in proper lines and level, sealing the joints with heavy duty brown self adhesive tape, aligning to line and levels including Ties, PVC Spacer, Providing openings/ cutouts/ pockets, applying De-shuttering chemical, De-shuttering as approved by the Engineer etc., complete at all levels as per drawing, specifications and instructions of the Engineer. | Sq.m | 2742.5
11 | STEEL REINFORCEMENT
11.1 | Providing and fixing in position Fe 500 steel reinforcement of various diameter confirming to relevant IS code in R.C.C. works including straightening, cutting, bending, binding with 20 SWG annealed wire for tying the reinforcement bars at each junctions (binding wire shall not be measured separately) including all waste and cut pieces, provision for adequate numbers of spacers, chairs, providing and placing cement mortar (1:1) cover blocks to keep the bars in intended position at all levels all complete as per drawings, specifications and instructions of the Engineer. (Authorized lap length and for the bar length exceeding 10 meter in length shall be measured for the payment). | Kg | 73295.16
12 | FLOORING AND FINISHING WORKS
12.1 | 38mm thick P.C.C. in (1:2:4) with cement punning (1:1) for flooring work with approved floor hardener (Dreitop FH,Mapetop,Fairtop,Sika Chapdur or equivalent floor hardener) with approved quality cement, sand & aggregare 12mm and down grade in perfect line and level finishing including mixing,laying curing all complete work as per specification | Sq.m | 662.71
12.2 | 50mm thick P.C.C. in (1:2:4) with cement punning (1:1) for flooring work with approved floor hardener (Dreitop FH,Mapetop,Fairtop,Sika Chapdur or equivalent floor hardener) with approved quality cement, sand & aggregare 12mm and down grade in perfect line and level finishing including mixing,laying curing all complete work as per specification | Sq.m | 307.76
12.3 | KOTA STONE WORK
12.3.1 | Supplying and laying of 20 mm thick Kota stone flooring work in cement sand 1:4 mortar in perfect line and level finishing including polishing and finishing work all complete as per drawing,specification and instruction of site engineer. | Sq.m | 401.68
12.3.2 | Kota stone nosing work in staircase riser all complete. | Rm | 269.7
12.3.3 | Supplying and laying 100mm height, 20mm thick Kota stone skirting work in 1:4 C/S mortar in line and level all complete as per drawing,specification and instruction of site engineer.. | Rm | 226.65
12.4 | Providing and laying of 3mm thick cement and sand punning in 1:1 cement sand ratio on floors, dado etc. including claening , watering in surface and rubbing with steel trowel for hard and smooth syrface and curing all complete as per drawing, specification and instructions of the Engineer. | Sq.m | 430.73
12.5 | Providing and laying 6mm porcelain glazed tiles on walls and floor of approved colored laid with cement sand mortar(1:4) finished with white cement including polishing all complete as per specification and instruction of site engineer
12.5.1 | On wall | Sq.m | 125.33
12.5.2 | On floor | Sq.m | 27.76
13 | PLASTERING WORKS
13.1 | 12.5mm. Th. Cement sand plaster (1:3) work on ceiling surfaces of good finish in perfect line level and plumb including grooving in plaster wherever shown in drawings including chiselling racking the joints, wetting the surface and curing the work all complete as per specification and instruction of the consultant/engineer all complete | Sq.m | 1351.27
13.2 | 20mm. Th. Cement sand plaster (1:4) work on buiding inner wall surface of good finish in perfect line level and plumb including grooving in plaster wherever shown in drawings including chiselling racking the joints, wetting the surface and curing the work all complete as per specification and instruction of the consultant/engineer all complete | Sq.m | 1471.06
13.3 | 12.50mm. Th. Cement sand plaster (1:4)work on building outer wall surfaces of good finish in perfect line level and plumb including grooving in plaster wherever shown in drawings including chiselling racking the joints, wetting the surface and curing the work all complete as per specification and instruction of the consultant/engineer all complete | Sq.m | 1095.66
13.4 | 20mm. Th. Cement sand plaster (1:4)work on floor (Riser,tread,drain, apron,manhole,septic tank,inner wall and floor of water tank))with approved floor hardener (Dreitop FH,Mapetop,Fairtop,Sika Chapdur or equivalent floor hardener) of good finish in perfect line level including grooving in plaster wherever shown in drawings including chiselling racking the joints, wetting the surface and curing the work all complete as per specification and instruction of the consultant/engineer all complete | Sq.m | 236.44
13.5 | 3/4X1.5" thick pani patti in cement sand mortar(1:3) in cantiliver portion of slab in perfect line and level racking the joints, wetting the surface and curing the work all complete as per specification an.d construction of the consultant/engineer all complete | Rm | 366.51
13.6 | Providing and fixing chicken wire mesh at joint of beam,column and wall before plastering the surface as per specification and instruction of the consultant/engineer all complete. | Sqm | 434.41
13.7 | CEMENT SKIRTING
13.7.1 | Providing, laying and curing 100 mm height and 18 mm thick Cement Plaster Skirting with C.M. 1:3 (1 Cement :3 Coarse sand), on perfect line & level, finished with a floating coat of neat cement including rounding of junctions and slanted finish at top in 45 degree, as per design, specification and instruction of the Engineer, all complete. | Rm | 409.25
14 | DOORS AND WINDOWS
14.1 | POWDER COATED DOOR
14.1.1 | Providing and fixing in position in required line and level folded (machine folded rolled forming) Steel door frame of size shown in drawings manufacture from iron sheet of 1.60 mm thick having width 230mm with 4" ss premium hinges, jamb, lock jamb, head and hot phosphating pure polyster(PP) powder coated, welded on rigidly fixed together by mechanical means, adjustable lugs with split end tail to each jamb including steel butt hinges with mortar guards, reinforcing to door hardware, strike-plate, as requiredall complete as per drawings, specification and instruction of the Engineer.Providing, fabrication and installation in position 25 mm thick door shutter made with 25mm x 40mm x 1.5mm MS rectangle pipe fabricate to required size and shape stiles and mullions, infill panel filled with 1mm thick x 100mm wide strip MS sheet in required shape and size with stiffening strips including the required numbers and sizes hardware like hinges, tower-bolts, handles, aldrops with pad-lock,applying nine tank processing hot phosphating pure polyster(PP) powder coated, welded on rigidly fixed together by mechanical means, adjustable lugs with split end tail to each jamb including steel bush hinges with mortar guards, reinforcing to door hardware, strike-plate as requiredall complete as per drawings, specification and instruction of the Engineer(Door without ventilation) | Sq.m | 87.5
14.2 | POWDER COATED WINDOW
14.2.1 | Providing and fixing in position in required line and level folded (machine folded rolled forming) Steel window frame of size shown in drawings manufacture from iron sheet of 1.60 mm thick having width 230mm with 4" ss premium hinges, jamb, lock jamb, head and hot phosphating pure polyster(PP) powder coated, welded on rigidly fixed together by mechanical means, adjustable lugs with split end tail to each jamb including steel butt hinges with mortar guards, reinforcing to window hardware, strike-plate, as requiredall complete as per drawings, specification and instruction of the Engineer.Providing, fabrication and installation in position 28.8mm thick window shutter made by using 1mm thick 190mm wide sheet folded styles and mullions with 5mm thick glass panel at top and infill pannel filled with 1mm thick x 100mm wide strip MS sheet in required shape and size with stiffening strips including the required numbers and sizes hardware like hinges, tower-bolts, handles, aldrops with pad-lock,applying nine tank processing hot phosphating pure polyster(PP) powder coated, welded on rigidly fixed together by mechanical means, adjustable lugs with split end tail to each jamb including steel butt hinges with mortar guards, reinforcing to door hardware, strike-plate as requiredall complete as per drawings, specification and instruction of the Engineer.Also providing,fabrication and installation og MS grill made with 8mm X 8mm solid core square rod grill with Powder coated finishing or better quality all complete as per the instruction of site engineer(Window with two shutters and middle fixed portion(glass panel at upper part and metal sheet at lower part)) | Sq.m | 111.6
14.2.2 | Providing and fixing in position in required line and level folded (machine folded rolled forming) Steel window frame of size shown in drawings manufacture from iron sheet of 1.60 mm thick having width 230mm with 4" ss premium hinges, jamb, lock jamb, head and hot phosphating pure polyster(PP) powder coated, welded on rigidly fixed together by mechanical means, adjustable lugs with split end tail to each jamb including steel butt hinges with mortar guards, reinforcing to window hardware, strike-plate, as requiredall complete as per drawings, specification and instruction of the Engineer.Providing, fabrication and installation in position 28.8mm thick window shutter made by using 1mm thick 190mm wide sheet folded styles and mullions with 5mm thick glass panel at top and infill pannel filled with 1mm thick x 100mm wide strip MS sheet in required shape and size with stiffening strips including the required numbers and sizes hardware like hinges, tower-bolts, handles, aldrops with pad-lock,applying nine tank processing hot phosphating pure polyster(PP) powder coated, welded on rigidly fixed together by mechanical means, adjustable lugs with split end tail to each jamb including steel butt hinges with mortar guards, reinforcing to door hardware, strike-plate as requiredall complete as per drawings, specification and instruction of the Engineer.Also providing,fabrication and installation og MS grill made with 8mm X 8mm solid core square rod grill with Powder coated finishing or better quality all complete as per the instruction of site engineer(Window and ventilation with fixed glass) | Sq.m | 7.65
15 | PAINT WORKS
15.1 | PLASTIC EMULSION PAINT
15.1.1 | Providing and applying two or more coats of plastic emulsion paint of approved manufacturer and shade over a coat of alkali resistant cement primer of approved manufacturer as per manufacturer's specifications to the surface of wall, ceiling, beams columns, canopies, staircase, lobbies etc., all complete as per drawings, specifications and instruction. The rates shall include for scraping, washing the surface with water, surface preparation, scaffolding etc., all complete as per the manufacturer's recommendations and as approved by the Engineer. | Sq.m | 1938.86
15.2 | EXTERIOR WEATHER PAINT
15.2.1 | Painting on Exterior Wall surface with two coats of weather coat (Must be ISO 9001 : 2000 certified company) of approved color and shade over one coat of primer to give uniform coloring and quality floss finish after proper surface preparation, all complete as per drawing, specification and instruction of the Engineer, all complete. | Sq.m | 1779.97
15.3 | ENAMEL PAINT
15.3.1 | Two coats of ready made Enamel paints of approved colour over one coats of primer painting over properly sanded wooden surface and MS pipe railing all complete as per specification and instruction of the engineer. | Sq.m | 441.47
15.4 | Wall Putty work in inner wall surface and room ceiling
15.4.1 | Supplying and painting two coat of wall putty of approved quality on inner wall and ceiling of building over porperly cleaned surface all complete as per specification and instruction. | Sq.m | 2599.1
16 | RAILING WORK
16.1 | Staircase railing work with 50mm dia Mild steel pipe of medium class as hand railing with 50mm dia Mild steel pipe as vertical post at 2m spacing and three layers of 25mm dia Mild steel pipe of medium class between hand rail and ground on height 750 to 900 mm all complete as per design drawing & specification & instructon site incharge.(Staircase railing work) | Kg | 381.86
16.2 | Veranda Railing Work
16.2.1 | Fitting and fixing of railing on veranda,over parapet wall with 65mm dia Mild steel pipe of medium class as hand railing and vertical post, two layers of 50mm dia medium class MS pipe as horizontal members with 25mm dia Mild steel pipe of medium class as vertical members all complete as per drawing, instruction and specification. | Kg | 4324.4
16.2.2 | Supplying,fitting and fixing Mild Steel plates for parapet railing work as per drawing, specification and instruction of the engineer . | Kg | 256.95
16.2.3 | Supplying,fitting and fixing anchor bolts for parapet railing work as per drawing, specification and instruction of the engineer . | Kg | 76.95
16.2.4 | Fitting and fixing of railing for ramp with 50mm dia MS pipe of medium class on hand railing with 50mm dia MS pipe of medium class as vertical post with one horizontal line 50mm dia MS pipe all complete as per drawing, instruction & specification. | Kg | 330.81
17 | COLLAPSIBLE GATE
17.1 | Supplying and fixing in position local made collapsible gate of approved size and make properly fabricated with vertical double channels 20 x 10 x 2mm at 100mm centers and braced with M.S. flat diagonal 20 x 5mm, with top and bottom rails of T iron 40 x 40 x 6mm with 38mm dia steel pulleys complete with bolts nuts locking arrangements steppers handles including red oxide primer coat,two coat enamel paint and necessary fittings as per drawing, specification and direction of the engineer. | Sqm | 9.8
18 | SPIRAL STAIRCASE
18.1 | Fabricating,supplying & fixing of spiral staircase with 4"-6" black pipe post medium class, 20mm square pipe railing , 32mm handrail, width of staircase 90cm including red oxide primer coat and necessary fittings as per drawing, specification and direction of the engineer. | Rm | 3.6
19 | WATER PROOFING TREATMENT
19.1 | Elastocrete cementitious elastometric water proofing coating 2 components capacity per kg 6 sq.ft 2 coat including supply and applying all complete work as per drawing, specification and direction of the engineer . | Sqm | 307.76
20 | WATER TANK STAND
20.1 | Supplying,fitting and fixing MS square pipe and angle fabrication with primer paint all complete as per drawing,specification and instruction of site engineer. | Kg | 420.9
21 | TUFF PAVER (CONCRETE BLOCK)
21.1 | Providing and laying 60mm thick tuff paver cement concrete (Interlocking Block) over 50mm thick sand bed in footpath including excavation, sand bedding etc. all complete as per drawings, specifications and the instructions of the Engineer. | Sq.m | 45
21.2 | BLACK PIPE FOR INCINERATOR Supplying fitting and fixing MS circular/square pipe(medium size) with necessary base plates along with primer paint all complete as per drawing specification and instruction of site engineer | Kg | 41.83
22 | Metal Grating for Appron
22.1 | supplying, fitting & fixing 25*25*5mm angle on edges, 20*5mm iron flat at 50mm c/c spacing with all necessary hardware and fittings all complete as per drawing, instruction and specification. | Kg | 1093.41
23 | Site Clearance Work
23.1 | Site clearance work before starting the work and after completion of work including disposing of unused materials away from site and proper levelling all complete as per instruction of site technician. | LS | 1
| Civil work+Micellaneous Items Sub Total (B) Rs | [6 empty] | #REF!
C | SANITARY WORK
24 | Supplying and Fixing White glazed porcelain clay One Piece commode with 'P ' & 'S ' trap and slow falling seat cover complete set.(Hindware, Paryware, Somany, cera or eqv.)
24.1 | White glazed porcelain clay One Piece commode with 'P ' & 'S ' trap and slow falling seat cover.(Hindware, Paryware, Somany, cera or eqv.) all complete set. | set | 1
25 | Supplying and Fixing White glazed earthenware Indian pattern Orissa Pan with low level porcelain clay flushing cistern ,trap,pipe connector with complete accessories including bracket, flushing pipe,pipe connector etc. all complete set(Hindware,parryware or equivalent).
25.1 | 580 mm size Porcelain clay white glazed Orissa pan with low level glazed cistern complete set (Hindware, Parryware, Classica, bolan or equivalent.) | set | 6
26 | Supplying and fixing White glaze Porcelian clay wash basin/ Oval 50*40 cm with brackets 32mm dia p trap, 32mm CP waste coupling CP chain and rubber plug, 15mm*450mm long c.p. pipe connector etc all complete. (Sanitaryware: Hindware, Parrywareor equivalent). Valve:- jaquar, ark, Ess Ess or equivalent)
26.1 | Indian pattern Porcelain clay white glaze Oval Wash Basin 50x40cm with mixer (jaquar,parryware,or equ. All complete set | set | 2
27 | Small Flat back White glazed squatting plate urinal set(45x35)cm all complete set | Set | 2
28 | Supplying and Fixing Indian pattern C.P. valves with wall flange Including c.p. nipple all complete set.
28.1 | 15mm CP Bib Cock | No | 9
28.2 | 15mm stainless steel bib cock | No | 6
28.3 | 15mm Auto closing bib cock with aerator | No | 6
28.4 | Urinal spreader | No | 6
28.5 | C.P. 15mm dia Angle valve. | No | 4
28.6 | 15mm Stainless Steel two way angle valve | No | 3
28.7 | 15mm C.P commode spray with 1.2 m. long flexible pipe. | No | 1
29 | Supplying and fixing Indian pattern bathroom accessories all complete set
29.1 | CP Toilet Paper Holder heavy | No | 1
29.2 | PVC Floor Trap 11*7.5cm (4"*2.5") | No | 10
29.3 | 32 mm Pvc bottle trap with 32mm Dia CP waste coupling with CP chain and rubber plug etc | No. | 2
29.4 | 1.5x45cm(1/2"x18") pipe connector | No. | 2
29.5 | Grab bar European standard | No | 4
29.6 | CHROME PLATE SOAP DISH. | Set | 6
29.7 | Stainless steel towel rod 1.5*45cm (1/2"*18") | Set | 3
29.8 | Looking mirror Modi guard 450*600mm (18"*24") | No | 6
29.9 | Foldable Hinge | No | 1
29.1 | 5 kg fire extingusher ABC type Minimax, all complete set eversafe or equivalent . | No | 3
30 | WATER SUPPLY INSTALLATION
30.1 | Supplying and fixing CPVC:- Chlorinated Poly Vinyl Chloride pipe (hot and cold). Or equivalent with CPVC fittings/ specials(Tees, elbows, Unions etc) clamps (m.s. plate with nut and bolt with hexagonal screws for clamp in ceiling,wall), nails, including jointing materials, installation of pipes and specials including making holes on walls or floor and repairing the sams to its original finish, all complete set as per specification and instruction. Pipes to be installed on trenches or walls or floor or duct as per drawings, specifications and instructions, cleaning of the system, testing and ready for operation. The rate shall include for all labour and materials required. The measurement shall be done for running metres, fittings etc not payable separately.
30.1.1 | 15 mm CPVC (Chrorinated Polyvinyl Chloride) Pipe SDR 11 CTS. 28.1kg/cm2 (flowguard or ISI Standard.) | Rm | 60
30.1.2 | 20 mm CPVC (Chrorinated Polyvinyl Chloride) Pipe SDR 11 CTS. 28.1kg/cm2 (flowguard or ISI Standard.) | Rm | 60
30.1.3 | 25 mm CPVC (Chrorinated Polyvinyl Chloride) Pipe SDR 11 CTS. 28.1kg/cm2 (flowguard or ISI Standard.) | Rm | 50
30.1.4 | 32 mm CPVC (Chrorinated Polyvinyl Chloride) Pipe SDR 11 CTS. 28.1kg/cm2 (flowguard or ISI Standard.) | Rm | 40
30.1.5 | 40 mm CPVC (Chrorinated Polyvinyl Chloride) Pipe SDR 11 CTS. 28.1kg/cm2 (flowguard or ISI Standard.) | Rm | 50
31 | Supplying and fixing CPVC:- Chlorinated Poly Vinyl Chloride valve including jointing materials all complete set as per specification and instruction.
31.1 | 15 mm dia CPVC Ball Valve, CTS Socket all complete | No | 5
31.2 | 20 mm dia CPVC Ball Valve, CTS Socket all complete | No | 5
31.3 | 25 mm dia CPVC Ball Valve, CTS Socket all complete | No | 5
31.4 | 32 mm dia CPVC Ball Valve, CTS Socket all complete | No | 5
31.5 | 40 mm dia CPVC Ball Valve, CTS Socket all complete | No | 5
31.6 | G.M. 40mm gate valve | No | 2
32 | Supplying and fixing stainless steel roof water tank with cover including drain hole, inlet, outlet, over flow etc. all complete set.
32.1 | 1000 ltr. Stainless steel water tank (304 grade steel) fitting with all complete. | No | 1
32.2 | 2000 ltr. Stainless steel water tank (304 grade steel) fitting with all complete. | No | 2
33 | SEWER, RAIN AND WASTE WATER INSTALLATION
33.1 | Supplying and fixing UPVC pipe( Soil, Waste, Rain) pipes with all necessary ring gaskets, PVC fittings, including MS clamps, hangers, cutting, jointing, sealing, installation of pipes and specials including making holes and cutting grooves on walls or floor and repairing the same to its original finish. Pipes to be installed on trenches or walls or floor or duct as per drawings specifications (Panchakanya, Prince, Supreme), manufacturer's recommendations, instructions, cleaning of the system, testing and ready for operation. The rate shall include for all labour and materials required. The measurement shall be done for running metres, fittings etc not payable separately.
33.1.2 | 50mm PVC pipe of 6 kg/cm2 | Rm | 25
33.1.2 | 75mm PVC pipe of 6 kg/cm2 | Rm | 45
33.1.3 | 110mm PVC pipe of 6 kg/cm2 | Rm | 112
34 | Supplying and Fixing UPVC specials with O ring rubber washer, Pvc liquid(Solvent cement), Pvc cream, all complete set as per specification and instruction. ( Panchakanya, Prince, Supreme)
34.1 | 50mm dia UPVC 90 degree bend | No | 8
34.2 | 50mm dia UPVC 45 degree bend | No | 2
34.3 | 75mm dia UPVC 45 degree bend | No | 8
34.4 | 75 mm dia UPVC vent cowl | No | 2
34.5 | 75 mm dia UPVC Y-Brance | No | 5
34.6 | 75 mm dia pipe clip. | No | 15
34.7 | 110 mm Bend 45 degree bend | No | 10
34.8 | 75 mm dia UPVC plain/door Tee. | No | 5
34.9 | 75 mm dia UPVC 90 degree bend | No | 5
34.1 | 110 mm dia UPVC vent cowl | No | 2
34.11 | 110 mm dia UPVC plain door Tee | No | 5
34.12 | 110 mm dia UPVC 90 degrees bend | No | 17
34.13 | 110 mm dia Y-Brance | No | 8
34.14 | 110 mm dia UPVC pipe clip. | No | 52
34.15 | 75*75 mm dia PVC p-trap | No | 4
34.16 | 110*110 mm dia. PVC p-trap | No | 12
35 | Supplying and fixing HDPE pipe of PN6 (Soil, Waste) pipes with all necessary fittings, including cutting, jointing, sealing, installation of pipes and specials including making holes and cutting grooves on walls or floor and repairing the same to its original finish. Pipes to be installed on trenches or walls or floor or duct as per drawings specifications (Panchakanya, Prince, Supreme or equivalent), manufacturer's recommendations, instructions, cleaning of the system, testing and ready for operation. the material should confirm to PE100. The rate shall include for all labour and materials required. The measurement shall be done for running metres, fittings etc not payable separately.
35.1 | 160mm HDP PIPE WITH FITTING | Rm | 40
35.2 | 200mm HDP PIPE WITH FITTING | Rm | 40
36 | WATER TRANSFER PUMP
36.1 | Supplying and fixing Electric motor pump single or three phase with base, nut and bolts all complete set (Kirloskar, Compton, Servo or eqvt)
36.1.1 | 2 HP Electric motor water pump multi stage coupled pump (crompton). | Set | 2
36.1.2 | Pressure sensor switch for pump auto switch with all complete set. (Italian or eqv) | Set | 1
36.1.3 | CI Tank cover 24"*24" (50 kg) Square (Locking type) | No | 5
36.1.4 | CI cover 22"*22" (20 kg )medium Duty | No | 8
Sanitary work sub Total (C) Rs
D | ELECTRICAL WORK
37 | Panel & Distribution Boards
37.1 | Distribution board
37.1.1 | Distribution board 12 way SPN made of mild steel sheet double cover lockable Geco or eqvt. Flush type etc all complete | Set | 3
37.1.2 | Distribution board 6 way SPN made of mild steel sheet double cover lockable Geco or eqvt. Flush type etc all complete | Set | 1
37.1.3 | 6-32 Amps SP MCB Geco, North west, ISI or eqvt. For light and power supply | Nos | 34
37.1.4 | 6-32 Amps DP MCB Siemens, Geco,Legrend or eqvt. For main | Nos | 4
38 | Mains,Sub-Mains,Cables & Wires
38.1 | (2*6+1*1.5) sq.mm multistrand flexible cu wire for main in 3/4" HDPE polythene pipe from sub DB to DB etc, all complete | Rm | 100
38.2 | 10 sq.mm 4 core armoured copper cable for main panel board to DB,through Polythene pipe etc, all complete | Rm | 20
38.3 | 16 sq.mm 4 core armoured copper cable for NEA line to Main panel board,through Polythene pipe etc, all complete | Rm | 30
39 | CIRCUIT CUM POINT WIRING
39.1 | General Service Light/Fan/Exhaust Fan/ Call bell Point Wiring
39.1.1 | Supply,installation,testing and commissioning of light point /fan point wiring from DB to various points with 2.5 sqmm multistrand flexible cu wire through 1/2" internal dia HDPE conduit concealed via junction box and switch as per drawing and specification including cost of circular box and junction box and switch. Notes : 1) Average lenght per point = 12.5m Approximately | Point | 158
39.2 | Power Socket Point Wiring
39.2.1 | Supply and installation of 16A universal power socket point wiring with 2*4+1*1.5 sq mm multistraned copper wires through pvc listy or 3/4" internal dia HDPE conduit concealed from DB to various points, junction box as per drawing and specification. [Note : Average lenght per point = 12.5 m Approximately ] | Point | 36
40 | Switch Socket Outlets
40.1 | Supply,installation,interconnection,testing and commissioning of following type of switch socket including GI/PVC box,pvc listy to be installed in specified location and height all complete.
40.1.1 | 1 gang 1 way switch or North west type eqvt.etc all complete. | Nos | 4
40.1.2 | 1 gang 2 way switch or North west type eqvt.etc all complete. | Nos | 5
40.1.3 | 2 gang 1 way switch or North west type eqvt.etc all complete. | Nos | 11
40.1.4 | 3 gang 1 way switch or North west type eqvt.etc all complete. | Nos | 2
40.1.5 | 4 gang 1 way switch or North west type eqvt.etc all complete. | Nos | 3
40.1.6 | 6 gang 1 way switch or North west type eqvt.etc all complete. | Nos | 19
40.1.7 | 16/6 Amps combined S/socket flush type north west type or eqvt | Nos | 36
40.1.8 | Dimmer Single 750 Watt F fan regulator | Set | 48
41 | Light Fixtures/ Fan and Accessories
41.1 | Supply, storing,assembling,installation,testing and commissioning of wall/ceiling , surface/recessed,suspended types CFL/LED lighting fixtures including lamp,power factor improvement capacitor,electronics ballast, controle gear, LED driver etc
41.1.1 | 1'x1' 24W finished surface type LED panel light Wipro/Fiam/Philips or equivalent with Cover | Set | 48
41.1.2 | 12W finished surface type LED panel light round/square Wipro/Fiam/Philips or equivalent. | Set | 56
41.1.3 | Electrical bell musical type. | Set | 1
41.2 | Supply, installation,interconnection,testing and commisioning and putting into operation of following size of sweep ceiling/exhaust fans as per drawing specification including the adjustment hanging rod and louvers for exhaust fan as required.
41.2.1 | 48'' ceiling fan Almonard/Bajaj or eqvt.etc all complete. | Set | 48
41.2.2 | 9"exhaust fan Almonard /Bajaj or eqvt.etc all complete. | Set | 10
42 | Main Distribution panels
42.1 | Supply Installation and testing of main control panel out door ,wall mounting type, dust and vermin proof made of 16 SWG mild steel sheet cubical with type, dust and vermin proof made of 16 SWG mild steel sheet cubical with double cover and locking arrangement as per drawing, specification and instruction with following
42.1.1 | 60/100 Main Panel board made of mild steel sheet double cover floor mount suitable color push type lock suitable size for housing the following items, all complete.12''*36"*48" size(space for 5 no MCB) | set | 1
42.1.2 | 60 TP MCCB Siemens,Ge,Legrand or eqvt. for ingoing for sub panel board. | set | 1
42.1.3 | 20-30-40 TP MCB Siemens,Ge,Legrand or eqvt. for outgoing for sub panel board. | set | 5
42.1.4 | Voltmeter 0-500 v with selector switch | set | 1
42.1.5 | Indicator lamp with fuse. | set | 3
42.1.6 | Ammeter 0-500 A with selector switch | set | 1
42.1.7 | Selector switch | set | 1
42.1.8 | CT coil of suitable ratio | set | 3
42.1.9 | 16 A TP 25 KA MCB Siemens,Ge,Legrand or eqvt. for motor pump. | set | 1
43 | Earthing & Lighting Protection
43.1 | Earthing with cu plate size 65 cm x 65 cm x3.15 mm with G.N. 8 cu wire for earth continuity from panel board to earthing site all complete with necessary accessories: salt,coal,cu plate,HDEP polythene pipe etc) as per specification and instruction of site engineer. | Set | 3
43.2 | Supply , installation & testing of Air Termination Unit of 2m long solid copper rod of 16mm dia. to be mount on the roof of the building. | Set | 1
43.3 | Supply , installation & testing of 25mmx3mm copper strip from air termination unit to earth pit as per drawing,Specification and instruction of site engineer.Cost includes hook,gripes, screws,clamps and other accessories. | Rm. | 75
Sub Total of Electrical Works (D)
E | FURNITURE WORK
44 | CLASSROOM FURNITURE
44.1 | Student Desk (2 seater) (Symbol: D-01C):-Top Board: 19mm thick Plywood with 1mm Laminate top and 10mm pine wood edge lipping all around enamel painted; Foot Rest: 25x40x1.5mm MS Square Pipe; Frame: 25x25x1.5mm MS Square Pipe with book rack made of 16 gauge metal sheet;powder coated paint finish with rubber shoe, all complete. | No | 48
44.2 | Student Desk (3 seater) (Symbol: D-02C):-Top Board: 19mm thick Plywood with 1mm Laminate top and 10mm pine wood edge lipping all around, enamel painted; Foot Rest: 25x40x1.5mm MS Square Pipe; Frame: 25x25x1.5mm MS Square Pipe with book rack made of 16 gauge metal sheet; ;powder coated paint with rubber shoe, all complete. | No | 120
44.3 | Student Bench (2 seater) (Symbol: B-01C):-Top Board: 19mm thick Plywood with 1mm Laminate top and 10mm polished pine wood edge lipping all around, enamel painted; Foot Rest: 25x40x1.5mm MS Square Pipe; Frame: 25x25x1.5mm MS Square Pipe; ;powder coated paint with rubber shoe, all complete. | No | 48
44.4 | Student Bench (3 seater) (Symbol: B-02C):-Top Board: 19mm thick Plywood with 1mm Laminate top and 10mm polished pine wood edge lipping all around, enamel painted; Foot Rest: 25x40x1.5mm MS Square Pipe; Frame: 25x25x1.5mm MS Square Pipe; ;powder coated paint with rubber shoe, all complete. | No | 120
44.5 | ECD Student Desk (6 seater) (Symbol: D-03):-Top Board: 19mm thick Plywood with 1mm Laminate top and 10mm pine wood edge lipping all around, enamel painted;Support: 25mm thick Plywood with25x3mm strap support at the three corners; ;enamel paint with laminate finish with nylone shoe, all complete. | No | 3
44.6 | Teacher's Table (Symbol: T-01):-Top Board: 19mm thick Plywood with 1mm Laminate top and 10mm pine wood edge lipping all around enamel painted; Foot Rest: 25x40x1.5mm MS Square Pipe; Frame: 25x25x1.5mm MS Square Pipe; ;powder coated paint with rubber shoe, all complete. | No | 12
44.7 | Teacher's Chair (Symbol: C-01):-Seat with back rest; Metal frame, without arm rest, rubber shoe cap, ;powder coated paint finish, all complete | No | 12
44.8 | Soft Board (Symbol: F-01):-Front board: 12 mm soft board over 12mm plywood with fabric cover and enamel painted pine wood edging, including 2 hanging eye-hooks and stay; Support frame : 25x25x1mm MS Square Pipe powder coated paint finish, all complete. | No | 12
44.9 | White Board (Symbol: F-02):-Front board: 19 mm ply board with with 1mm white laminate gloss finish top cover and wood edging, including 3 eye hooks, stay and marker pad; Support frame : 25x25x1mm MS Square Pipe, powder coated paint all complete | No | 12
Sub Total of Furniture Works (E)
Sub Total For Shree Rupandehi Lilaram Neupane Secondary School, Siddharthnagar Municipality, Rupandehi (I=B+C+D+E)=

## BOQ Janak SS, Nawalparasi
Government of Nepal
Ministry of Education and Sports
Central Level Project Implementation Unit
SanoThimi, Bhaktapur, Nepal.
BILL OF QUANTITY
Project :- Construction of School Buildings in Ten Schools of Banke, Dang, Kapilvastu, Rupandehi, and Nawalparasi (East) district (having 2000+ students)
Contract Id No.: MoES/CLPIU/GoN/Works/2082-083/NCB-07
Location :- Banke, Dang, Kapilvastu, Rupandehi, and Nawalparasi (East)
A. The Rate quoted here under shall be inclusive of:
1.Supplying the Materials along with accessories and equipments to the site all complete.
2. Laying, fixing and erecting them in position all complete as per general practices,specifications and instructions of Site Engineer.
3.Tests and Maintenance up to the period specified in the agreement.
B. The Itemwise Rate should be quoted without VAT | [5 empty] | F/Y :- 2082/083
Item.No | Description | Unit | Total Quantity | Rate(NRs.) Excluding VAT |  | Total Amount | Remarks
|  |  |  | In figure | In Words
(ix) Shree Janak Secondary School, Gaidakot Municipality, Nawalparasi (East)
B | CIVIL WORK
1 | GENERAL
1.1 | Providing and maintining site office of two rooms having total area 20 sq.m(approximately) for the use of client, consultant, contractor and visitors during the entire period of construction including office 4 number of chair, 2 number of table, lockable file cabinet etc. as per the given drawing.The site ofice to be located near the entrance of the construction area wherever possible. | Month | 18
1.2 | Barricating the construction area to maintain construction site safe and also constructing toilet and camp for labour during entire construction period as per site condition and as per instruction of Engineer. | Job | 1
1.3 | Making fitting & fixing project information and social/safeguard information board of approximately 4'x6' size written in plain sheet in tubular pipe frame all complete as per drawing, specification and instruction of Engineer. | No. | 2
1.4 | Making fitting & fixing classroom name plate all complete work as per drawing,specification and instruction of Engineer. | No. | 15
1.5 | Making fitting and fixing school name hoarding board at top of gate all complete work as per specification and instruction of Egineer. | Job | 1
1.6 | Health and Safety-Helmets,Gloves,Boot,Safety glasses/face shields,earplugs/ear muffs,First Aid tools,etc as required bythe contract clause and techical specification,the number of safety materials personel protection equipment(PPE) shall be minimum but not limited to 40 sets during construction period.Payment shall be made in prorata basis over the entire project duration. | LS | 1
1.7 | Photographic Records-Providing Photographs (digital) and color prints of all construction sites showing the major construction activities for inclusion in monthly periodic progress reports to the satisfaction of the Engineers(at least 10 photos of each construction site shall be included in each monthly photographic record). | No. | 18
2 | SITE CLEARANCE AND LAYOUT
2.1 | Clearing the site by removing the bushes, trees, concrete pavement and hard surface whatever at site up to its root depth including the layout work, marking the trench, construction of permanent reference points along each grid precisely in line and level and including construction of all necessary staff and labor facilities,provision of water and electricity for entire project period. | Sq.m | 735.21
3 | EARTHWORK IN EXCAVATION
3.1 | Excavation in foundations in all type of soils mannually for foundation, trenches, footing, pits etc. to the required depth including dewatering by manual or mechanical means etc. as per specifications with all contractor’s own machinery and equipment's, providing crossing of track, shoring, strutting, timbering and buttressing with appropriate materials and all such measures necessary to retain in position the sides of the foundation pit and including refilling the excavated material with watering, ramming, leveling the site and disposing off the surplus/unusable earth within 50m all complete as per drawings, specifications and instructions of the Engineer. | Cu.m | 938.45
4 | BACK FILLING & DISPOSAL OF EXCESS SOIL
4.1 | Back filling in foundation and sides of foundation with approved soil obtained from the excavation at site and stacked at site or brought from outside in layer not exceeding 15 cm thick (compacted thickness) including transportation of soil, spreading in required line and level, sprinkling water, ramming, compacting with mechanical rammers, testing, etc., all complete as per drawing, specification and instructions of the Engineer. | Cu.m | 814.16
4.2 | Disposing of excess excavated soil and debris coming out from the demolition of PCC, RCC, Masonry and plaster, etc out of school premises by 3 T capacity truck upto haulage distance of 2.5 Km as per instruction of site engineer. | Cu.m | 124.29
5 | FLAT BRICK SOLING
5.1 | Providing and laying flat brick soling in foundation,floors of building, steps and ramps including filling interstices with suitable quarry sand, watering, compacting using appropriate mechanical compaction means with all contractors materials, handling, placing etc. all complete as per drawings, specifications and instruction of the Engineer. The complete item including all lead & lift. | Sqm | 808.82
6 | SAND FILLING
6.1 | Filling sand in floor by sprinkling of water and compaction by labour including lead as per drawing specification and instruction of the Consultant/Engineer all complete. | Cu.m | 31.49
6.2 | Filling with Brick Bats from 15mm to 150mm brick bat size,water spraying and compaction including transportation all complete. | Cu.m | 35.46
7 | 500 MICRON POLYTHENE SHEET
7.1 | Supplying and laying 500 micron tear proof good quality polythene above the compacted brick soling. The overlaping of the sheet must be more than 230mm in all side to prevent moisture throught it. The cost should be inclusive of all material and labour cost, as per design drawing, specification and instruction of the Engineer, all complete. | Sq.m | 331.05
8 | BRICK/ STONE MASONRY WORKS
8.1 | BRICK MASONRY WORKS ( 1 : 6 CSM ) upto GF
8.1.1 | Providing and laying first class chimney fired brick one or more brick thick wall (230mm thick or more) (whatever be the size of brick, the thickness of one full brick wall shall be taken as 230mm) in cement mortar 1:6 (1 cement : 6 coarse sand) in building up to ground floor and other specified places in all heights and level including the cost of single or multi stage scaffolding, soaking bricks, curing, raking joints, provision for recesses, openings, toothing etc., all complete as per drawing, specifications and instructions of the Engineer. | Cu.m | 304.52
8.2 | BRICK MASONRY WORKS ( 1 : 6 CSM ) above GF
8.2.1 | Providing and laying first class local chimney made brick one or more brick thick wall (230mm thick or more) (whatever be the size of brick, the thickness of one full brick wall shall be taken as 230mm) in cement mortar 1:6 (1 cement : 6 coarse sand) in superstructure above ground floor in all heights and level including the cost of single or multi stage self standing scaffolding, soaking bricks, curing, raking joints, provision for recesses, openings, toothing etc., all complete as per drawing, specifications and instructions of the Engineer. | Cu.m | 114.46
8.3 | HALF BRICK WORKS ( 1 : 4 CSM )
8.3.1 | Providing and laying non-fairfaced half brick (115mm thick) work masonry in cement mortar 1:4 (1 cement:4 sand) in superstructure with approved first class fired bricks in perfect line & level, required size and shape at any height and level, including the cost of single or multi stage scaffolding, cleaning, soaking of the bricks, packing of the joints, raking joints, provision for recesses, openings, curing, providing 25x3mm GI Straps Fixed to columns at every 5th course of brick and 60mm width 14 gauge welded GI mesh anchored to GI strap, all complete as per design, drawing, specifications instructions of the Engineer. | Sq.m | 52.38
9 | CONCRETE WORKS
9.1 | P.C.C (1:3:6) Works
9.1.1 | Providing and laying machine mixed Plain Cement Concrete of nominal mix 1:3:6, (1 cement : 3 sand : 6 coarse aggregate ) M10 grade for leveling course in foundations and under floor of building, etc. in all level with broken stone aggregate of size not more than 25 mm of approved quality including formwork wherever necessary, dewatering, batching, mixing, transporting, placing, compacting, curing, including all lead and lift, etc. all complete as per drawings, specifications and the instructions of the Engineer. | Cu.m | 33.66
9.2 | P.C.C (1:2:4) Works
9.2.1 | Providing and laying machine mixed Plain Cement Concrete of nominal mix 1:2:4, (1 cement : 2 sand : 4 coarse aggregate ) M15 grade for leveling course in foundations and under floor of building, etc. in all level with broken stone aggregate of size not more than 25 mm of approved quality including formwork wherever necessary, dewatering, batching, mixing, transporting, placing, compacting, curing, including all lead and lift, etc. all complete as per drawings, specifications and the instructions of the Engineer. | Cu.m | 35.94
9.3 | P.C.C. FOR R.C.C. (1:1.5:3) WORKS
9.3.1 | Providing and laying in position machine mixed and machine vibrated cement concrete of mix 1:1.5:3 (1 cement:1.5 sand:3 coarse aggreagate) M20 grade for reinforced cement concrete work using approved cement with 20 mm graded machine crushed stone aggregate of approved quality in various locations and heights including transportation of concrete to site of placing, compaction, finished to required line and level, protection and curing, etc. all complete as per drawings, specifications and the instructions of the Engineer, but excluding the cost of centering, shuttering, and reinforcement all complete as per drawings, specifications and instructions of the Engineer(RCC work without Silica Cement Admixture) | Cu.m | 60.37
9.4 | P.C.C. FOR R.C.C. (1:1:2) WORKS
9.4.1 | Providing and laying in position machine mixed and machine vibrated cement concrete of mix 1:1:2 (1 cement:1 sand: 2 coarse aggreagate) M25 grade for reinforced cement concrete work using approved cement with 20 mm graded machine crushed stone aggregate of approved quality in various locations and heights including transportation of concrete to site of placing, compaction, finished to required line and level, protection and curing, etc. all complete as per drawings, specifications and the instructions of the Engineer, but excluding the cost of centering, shuttering, and reinforcement all complete as per drawings, specifications and instructions of the Engineer.(RCC work without Silica Cement Admixture.) | Cu.m | 378.38
10 | FORM WORKS
10.1 | Supplying and laying centering, shuttering of various pattern formworks with 19mm thick water proof ply wood & steel adjustable props for all kinds of RCC works for foundations, columns, shear walls, beams, slab, staircase, lintel, sill, pergola, including nails, propping scaffolding, staging, supporting and bracing in proper lines and level, sealing the joints with heavy duty brown self adhesive tape, aligning to line and levels including Ties, PVC Spacer, Providing openings/ cutouts/ pockets, applying De-shuttering chemical, De-shuttering as approved by the Engineer etc., complete at all levels as per drawing, specifications and instructions of the Engineer. | Sq.m | 2742.5
11 | STEEL REINFORCEMENT
11.1 | Providing and fixing in position Fe 500 steel reinforcement of various diameter confirming to relevant IS code in R.C.C. works including straightening, cutting, bending, binding with 20 SWG annealed wire for tying the reinforcement bars at each junctions (binding wire shall not be measured separately) including all waste and cut pieces, provision for adequate numbers of spacers, chairs, providing and placing cement mortar (1:1) cover blocks to keep the bars in intended position at all levels all complete as per drawings, specifications and instructions of the Engineer. (Authorized lap length and for the bar length exceeding 10 meter in length shall be measured for the payment). | Kg | 73295.16
12 | FLOORING AND FINISHING WORKS
12.1 | 38mm thick P.C.C. in (1:2:4) with cement punning (1:1) for flooring work with approved floor hardener (Dreitop FH,Mapetop,Fairtop,Sika Chapdur or equivalent floor hardener) with approved quality cement, sand & aggregare 12mm and down grade in perfect line and level finishing including mixing,laying curing all complete work as per specification | Sq.m | 662.71
12.2 | 50mm thick P.C.C. in (1:2:4) with cement punning (1:1) for flooring work with approved floor hardener (Dreitop FH,Mapetop,Fairtop,Sika Chapdur or equivalent floor hardener) with approved quality cement, sand & aggregare 12mm and down grade in perfect line and level finishing including mixing,laying curing all complete work as per specification | Sq.m | 307.76
12.3 | KOTA STONE WORK
12.3.1 | Supplying and laying of 20 mm thick Kota stone flooring work in cement sand 1:4 mortar in perfect line and level finishing including polishing and finishing work all complete as per drawing,specification and instruction of site engineer. | Sq.m | 401.68
12.3.2 | Kota stone nosing work in staircase riser all complete. | Rm | 269.7
12.3.3 | Supplying and laying 100mm height, 20mm thick Kota stone skirting work in 1:4 C/S mortar in line and level all complete as per drawing,specification and instruction of site engineer.. | Rm | 226.65
12.4 | Providing and laying of 3mm thick cement and sand punning in 1:1 cement sand ratio on floors, dado etc. including claening , watering in surface and rubbing with steel trowel for hard and smooth syrface and curing all complete as per drawing, specification and instructions of the Engineer. | Sq.m | 430.73
12.5 | Providing and laying 6mm porcelain glazed tiles on walls and floor of approved colored laid with cement sand mortar(1:4) finished with white cement including polishing all complete as per specification and instruction of site engineer
12.5.1 | On wall | Sq.m | 125.33
12.5.2 | On floor | Sq.m | 27.76
13 | PLASTERING WORKS
13.1 | 12.5mm. Th. Cement sand plaster (1:3) work on ceiling surfaces of good finish in perfect line level and plumb including grooving in plaster wherever shown in drawings including chiselling racking the joints, wetting the surface and curing the work all complete as per specification and instruction of the consultant/engineer all complete | Sq.m | 1351.27
13.2 | 20mm. Th. Cement sand plaster (1:4) work on buiding inner wall surface of good finish in perfect line level and plumb including grooving in plaster wherever shown in drawings including chiselling racking the joints, wetting the surface and curing the work all complete as per specification and instruction of the consultant/engineer all complete | Sq.m | 1471.06
13.3 | 12.50mm. Th. Cement sand plaster (1:4)work on building outer wall surfaces of good finish in perfect line level and plumb including grooving in plaster wherever shown in drawings including chiselling racking the joints, wetting the surface and curing the work all complete as per specification and instruction of the consultant/engineer all complete | Sq.m | 1095.66
13.4 | 20mm. Th. Cement sand plaster (1:4)work on floor (Riser,tread,drain, apron,manhole,septic tank,inner wall and floor of water tank))with approved floor hardener (Dreitop FH,Mapetop,Fairtop,Sika Chapdur or equivalent floor hardener) of good finish in perfect line level including grooving in plaster wherever shown in drawings including chiselling racking the joints, wetting the surface and curing the work all complete as per specification and instruction of the consultant/engineer all complete | Sq.m | 236.44
13.5 | 3/4X1.5" thick pani patti in cement sand mortar(1:3) in cantiliver portion of slab in perfect line and level racking the joints, wetting the surface and curing the work all complete as per specification an.d construction of the consultant/engineer all complete | Rm | 366.51
13.6 | Providing and fixing chicken wire mesh at joint of beam,column and wall before plastering the surface as per specification and instruction of the consultant/engineer all complete. | Sqm | 434.41
13.7 | CEMENT SKIRTING
13.7.1 | Providing, laying and curing 100 mm height and 18 mm thick Cement Plaster Skirting with C.M. 1:3 (1 Cement :3 Coarse sand), on perfect line & level, finished with a floating coat of neat cement including rounding of junctions and slanted finish at top in 45 degree, as per design, specification and instruction of the Engineer, all complete. | Rm | 409.25
14 | DOORS AND WINDOWS
14.1 | POWDER COATED DOOR
14.1.1 | Providing and fixing in position in required line and level folded (machine folded rolled forming) Steel door frame of size shown in drawings manufacture from iron sheet of 1.60 mm thick having width 230mm with 4" ss premium hinges, jamb, lock jamb, head and hot phosphating pure polyster(PP) powder coated, welded on rigidly fixed together by mechanical means, adjustable lugs with split end tail to each jamb including steel butt hinges with mortar guards, reinforcing to door hardware, strike-plate, as requiredall complete as per drawings, specification and instruction of the Engineer.Providing, fabrication and installation in position 25 mm thick door shutter made with 25mm x 40mm x 1.5mm MS rectangle pipe fabricate to required size and shape stiles and mullions, infill panel filled with 1mm thick x 100mm wide strip MS sheet in required shape and size with stiffening strips including the required numbers and sizes hardware like hinges, tower-bolts, handles, aldrops with pad-lock,applying nine tank processing hot phosphating pure polyster(PP) powder coated, welded on rigidly fixed together by mechanical means, adjustable lugs with split end tail to each jamb including steel bush hinges with mortar guards, reinforcing to door hardware, strike-plate as requiredall complete as per drawings, specification and instruction of the Engineer(Door without ventilation) | Sq.m | 87.5
14.2 | POWDER COATED WINDOW
14.2.1 | Providing and fixing in position in required line and level folded (machine folded rolled forming) Steel window frame of size shown in drawings manufacture from iron sheet of 1.60 mm thick having width 230mm with 4" ss premium hinges, jamb, lock jamb, head and hot phosphating pure polyster(PP) powder coated, welded on rigidly fixed together by mechanical means, adjustable lugs with split end tail to each jamb including steel butt hinges with mortar guards, reinforcing to window hardware, strike-plate, as requiredall complete as per drawings, specification and instruction of the Engineer.Providing, fabrication and installation in position 28.8mm thick window shutter made by using 1mm thick 190mm wide sheet folded styles and mullions with 5mm thick glass panel at top and infill pannel filled with 1mm thick x 100mm wide strip MS sheet in required shape and size with stiffening strips including the required numbers and sizes hardware like hinges, tower-bolts, handles, aldrops with pad-lock,applying nine tank processing hot phosphating pure polyster(PP) powder coated, welded on rigidly fixed together by mechanical means, adjustable lugs with split end tail to each jamb including steel butt hinges with mortar guards, reinforcing to door hardware, strike-plate as requiredall complete as per drawings, specification and instruction of the Engineer.Also providing,fabrication and installation og MS grill made with 8mm X 8mm solid core square rod grill with Powder coated finishing or better quality all complete as per the instruction of site engineer(Window with two shutters and middle fixed portion(glass panel at upper part and metal sheet at lower part)) | Sq.m | 111.6
14.2.2 | Providing and fixing in position in required line and level folded (machine folded rolled forming) Steel window frame of size shown in drawings manufacture from iron sheet of 1.60 mm thick having width 230mm with 4" ss premium hinges, jamb, lock jamb, head and hot phosphating pure polyster(PP) powder coated, welded on rigidly fixed together by mechanical means, adjustable lugs with split end tail to each jamb including steel butt hinges with mortar guards, reinforcing to window hardware, strike-plate, as requiredall complete as per drawings, specification and instruction of the Engineer.Providing, fabrication and installation in position 28.8mm thick window shutter made by using 1mm thick 190mm wide sheet folded styles and mullions with 5mm thick glass panel at top and infill pannel filled with 1mm thick x 100mm wide strip MS sheet in required shape and size with stiffening strips including the required numbers and sizes hardware like hinges, tower-bolts, handles, aldrops with pad-lock,applying nine tank processing hot phosphating pure polyster(PP) powder coated, welded on rigidly fixed together by mechanical means, adjustable lugs with split end tail to each jamb including steel butt hinges with mortar guards, reinforcing to door hardware, strike-plate as requiredall complete as per drawings, specification and instruction of the Engineer.Also providing,fabrication and installation og MS grill made with 8mm X 8mm solid core square rod grill with Powder coated finishing or better quality all complete as per the instruction of site engineer(Window and ventilation with fixed glass) | Sq.m | 7.65
15 | PAINT WORKS
15.1 | PLASTIC EMULSION PAINT
15.1.1 | Providing and applying two or more coats of plastic emulsion paint of approved manufacturer and shade over a coat of alkali resistant cement primer of approved manufacturer as per manufacturer's specifications to the surface of wall, ceiling, beams columns, canopies, staircase, lobbies etc., all complete as per drawings, specifications and instruction. The rates shall include for scraping, washing the surface with water, surface preparation, scaffolding etc., all complete as per the manufacturer's recommendations and as approved by the Engineer. | Sq.m | 1938.86
15.2 | EXTERIOR WEATHER PAINT
15.2.1 | Painting on Exterior Wall surface with two coats of weather coat (Must be ISO 9001 : 2000 certified company) of approved color and shade over one coat of primer to give uniform coloring and quality floss finish after proper surface preparation, all complete as per drawing, specification and instruction of the Engineer, all complete. | Sq.m | 1779.97
15.3 | ENAMEL PAINT
15.3.1 | Two coats of ready made Enamel paints of approved colour over one coats of primer painting over properly sanded wooden surface and MS pipe railing all complete as per specification and instruction of the engineer. | Sq.m | 441.47
15.4 | Wall Putty work in inner wall surface and room ceiling
15.4.1 | Supplying and painting two coat of wall putty of approved quality on inner wall and ceiling of building over porperly cleaned surface all complete as per specification and instruction. | Sq.m | 2599.1
16 | RAILING WORK
16.1 | Staircase railing work with 50mm dia Mild steel pipe of medium class as hand railing with 50mm dia Mild steel pipe as vertical post at 2m spacing and three layers of 25mm dia Mild steel pipe of medium class between hand rail and ground on height 750 to 900 mm all complete as per design drawing & specification & instructon site incharge.(Staircase railing work) | Kg | 381.86
16.2 | Veranda Railing Work
16.2.1 | Fitting and fixing of railing on veranda,over parapet wall with 65mm dia Mild steel pipe of medium class as hand railing and vertical post, two layers of 50mm dia medium class MS pipe as horizontal members with 25mm dia Mild steel pipe of medium class as vertical members all complete as per drawing, instruction and specification. | Kg | 4324.4
16.2.2 | Supplying,fitting and fixing Mild Steel plates for parapet railing work as per drawing, specification and instruction of the engineer . | Kg | 256.95
16.2.3 | Supplying,fitting and fixing anchor bolts for parapet railing work as per drawing, specification and instruction of the engineer . | Kg | 76.95
16.2.4 | Fitting and fixing of railing for ramp with 50mm dia MS pipe of medium class on hand railing with 50mm dia MS pipe of medium class as vertical post with one horizontal line 50mm dia MS pipe all complete as per drawing, instruction & specification. | Kg | 330.81
17 | COLLAPSIBLE GATE
17.1 | Supplying and fixing in position local made collapsible gate of approved size and make properly fabricated with vertical double channels 20 x 10 x 2mm at 100mm centers and braced with M.S. flat diagonal 20 x 5mm, with top and bottom rails of T iron 40 x 40 x 6mm with 38mm dia steel pulleys complete with bolts nuts locking arrangements steppers handles including red oxide primer coat,two coat enamel paint and necessary fittings as per drawing, specification and direction of the engineer. | Sqm | 9.8
18 | SPIRAL STAIRCASE
18.1 | Fabricating,supplying & fixing of spiral staircase with 4"-6" black pipe post medium class, 20mm square pipe railing , 32mm handrail, width of staircase 90cm including red oxide primer coat and necessary fittings as per drawing, specification and direction of the engineer. | Rm | 3.6
19 | WATER PROOFING TREATMENT
19.1 | Elastocrete cementitious elastometric water proofing coating 2 components capacity per kg 6 sq.ft 2 coat including supply and applying all complete work as per drawing, specification and direction of the engineer . | Sqm | 307.76
20 | WATER TANK STAND
20.1 | Supplying,fitting and fixing MS square pipe and angle fabrication with primer paint all complete as per drawing,specification and instruction of site engineer. | Kg | 420.9
21 | TUFF PAVER (CONCRETE BLOCK)
21.1 | Providing and laying 60mm thick tuff paver cement concrete (Interlocking Block) over 50mm thick sand bed in footpath including excavation, sand bedding etc. all complete as per drawings, specifications and the instructions of the Engineer. | Sq.m | 45
21.2 | BLACK PIPE FOR INCINERATOR Supplying fitting and fixing MS circular/square pipe(medium size) with necessary base plates along with primer paint all complete as per drawing specification and instruction of site engineer | Kg | 41.83
22 | Metal Grating for Appron
22.1 | supplying, fitting & fixing 25*25*5mm angle on edges, 20*5mm iron flat at 50mm c/c spacing with all necessary hardware and fittings all complete as per drawing, instruction and specification. | Kg | 1093.41
23 | Site Clearance Work
23.1 | Site clearance work before starting the work and after completion of work including disposing of unused materials away from site and proper levelling all complete as per instruction of site technician. | LS | 1
| Civil work+Micellaneous Items Sub Total (B) Rs | [6 empty] | #REF!
C | SANITARY WORK
24 | Supplying and Fixing White glazed porcelain clay One Piece commode with 'P ' & 'S ' trap and slow falling seat cover complete set.(Hindware, Paryware, Somany, cera or eqv.)
24.1 | White glazed porcelain clay One Piece commode with 'P ' & 'S ' trap and slow falling seat cover.(Hindware, Paryware, Somany, cera or eqv.) all complete set. | set | 1
25 | Supplying and Fixing White glazed earthenware Indian pattern Orissa Pan with low level porcelain clay flushing cistern ,trap,pipe connector with complete accessories including bracket, flushing pipe,pipe connector etc. all complete set(Hindware,parryware or equivalent).
25.1 | 580 mm size Porcelain clay white glazed Orissa pan with low level glazed cistern complete set (Hindware, Parryware, Classica, bolan or equivalent.) | set | 6
26 | Supplying and fixing White glaze Porcelian clay wash basin/ Oval 50*40 cm with brackets 32mm dia p trap, 32mm CP waste coupling CP chain and rubber plug, 15mm*450mm long c.p. pipe connector etc all complete. (Sanitaryware: Hindware, Parrywareor equivalent). Valve:- jaquar, ark, Ess Ess or equivalent)
26.1 | Indian pattern Porcelain clay white glaze Oval Wash Basin 50x40cm with mixer (jaquar,parryware,or equ. All complete set | set | 2
27 | Small Flat back White glazed squatting plate urinal set(45x35)cm all complete set | Set | 2
28 | Supplying and Fixing Indian pattern C.P. valves with wall flange Including c.p. nipple all complete set.
28.1 | 15mm CP Bib Cock | No | 9
28.2 | 15mm stainless steel bib cock | No | 6
28.3 | 15mm Auto closing bib cock with aerator | No | 6
28.4 | Urinal spreader | No | 6
28.5 | C.P. 15mm dia Angle valve. | No | 4
28.6 | 15mm Stainless Steel two way angle valve | No | 3
28.7 | 15mm C.P commode spray with 1.2 m. long flexible pipe. | No | 1
29 | Supplying and fixing Indian pattern bathroom accessories all complete set
29.1 | CP Toilet Paper Holder heavy | No | 1
29.2 | PVC Floor Trap 11*7.5cm (4"*2.5") | No | 10
29.3 | 32 mm Pvc bottle trap with 32mm Dia CP waste coupling with CP chain and rubber plug etc | No. | 2
29.4 | 1.5x45cm(1/2"x18") pipe connector | No. | 2
29.5 | Grab bar European standard | No | 4
29.6 | CHROME PLATE SOAP DISH. | Set | 6
29.7 | Stainless steel towel rod 1.5*45cm (1/2"*18") | Set | 3
29.8 | Looking mirror Modi guard 450*600mm (18"*24") | No | 6
29.9 | Foldable Hinge | No | 1
29.1 | 5 kg fire extingusher ABC type Minimax, all complete set eversafe or equivalent . | No | 3
30 | WATER SUPPLY INSTALLATION
30.1 | Supplying and fixing CPVC:- Chlorinated Poly Vinyl Chloride pipe (hot and cold). Or equivalent with CPVC fittings/ specials(Tees, elbows, Unions etc) clamps (m.s. plate with nut and bolt with hexagonal screws for clamp in ceiling,wall), nails, including jointing materials, installation of pipes and specials including making holes on walls or floor and repairing the sams to its original finish, all complete set as per specification and instruction. Pipes to be installed on trenches or walls or floor or duct as per drawings, specifications and instructions, cleaning of the system, testing and ready for operation. The rate shall include for all labour and materials required. The measurement shall be done for running metres, fittings etc not payable separately.
30.1.1 | 15 mm CPVC (Chrorinated Polyvinyl Chloride) Pipe SDR 11 CTS. 28.1kg/cm2 (flowguard or ISI Standard.) | Rm | 60
30.1.2 | 20 mm CPVC (Chrorinated Polyvinyl Chloride) Pipe SDR 11 CTS. 28.1kg/cm2 (flowguard or ISI Standard.) | Rm | 60
30.1.3 | 25 mm CPVC (Chrorinated Polyvinyl Chloride) Pipe SDR 11 CTS. 28.1kg/cm2 (flowguard or ISI Standard.) | Rm | 50
30.1.4 | 32 mm CPVC (Chrorinated Polyvinyl Chloride) Pipe SDR 11 CTS. 28.1kg/cm2 (flowguard or ISI Standard.) | Rm | 40
30.1.5 | 40 mm CPVC (Chrorinated Polyvinyl Chloride) Pipe SDR 11 CTS. 28.1kg/cm2 (flowguard or ISI Standard.) | Rm | 50
31 | Supplying and fixing CPVC:- Chlorinated Poly Vinyl Chloride valve including jointing materials all complete set as per specification and instruction.
31.1 | 15 mm dia CPVC Ball Valve, CTS Socket all complete | No | 5
31.2 | 20 mm dia CPVC Ball Valve, CTS Socket all complete | No | 5
31.3 | 25 mm dia CPVC Ball Valve, CTS Socket all complete | No | 5
31.4 | 32 mm dia CPVC Ball Valve, CTS Socket all complete | No | 5
31.5 | 40 mm dia CPVC Ball Valve, CTS Socket all complete | No | 5
31.6 | G.M. 40mm gate valve | No | 2
32 | Supplying and fixing stainless steel roof water tank with cover including drain hole, inlet, outlet, over flow etc. all complete set.
32.1 | 1000 ltr. Stainless steel water tank (304 grade steel) fitting with all complete. | No | 1
32.2 | 2000 ltr. Stainless steel water tank (304 grade steel) fitting with all complete. | No | 2
33 | SEWER, RAIN AND WASTE WATER INSTALLATION
33.1 | Supplying and fixing UPVC pipe( Soil, Waste, Rain) pipes with all necessary ring gaskets, PVC fittings, including MS clamps, hangers, cutting, jointing, sealing, installation of pipes and specials including making holes and cutting grooves on walls or floor and repairing the same to its original finish. Pipes to be installed on trenches or walls or floor or duct as per drawings specifications (Panchakanya, Prince, Supreme), manufacturer's recommendations, instructions, cleaning of the system, testing and ready for operation. The rate shall include for all labour and materials required. The measurement shall be done for running metres, fittings etc not payable separately.
33.1.2 | 50mm PVC pipe of 6 kg/cm2 | Rm | 25
33.1.2 | 75mm PVC pipe of 6 kg/cm2 | Rm | 45
33.1.3 | 110mm PVC pipe of 6 kg/cm2 | Rm | 112
34 | Supplying and Fixing UPVC specials with O ring rubber washer, Pvc liquid(Solvent cement), Pvc cream, all complete set as per specification and instruction. ( Panchakanya, Prince, Supreme)
34.1 | 50mm dia UPVC 90 degree bend | No | 8
34.2 | 50mm dia UPVC 45 degree bend | No | 2
34.3 | 75mm dia UPVC 45 degree bend | No | 8
34.4 | 75 mm dia UPVC vent cowl | No | 2
34.5 | 75 mm dia UPVC Y-Brance | No | 5
34.6 | 75 mm dia pipe clip. | No | 15
34.7 | 110 mm Bend 45 degree bend | No | 10
34.8 | 75 mm dia UPVC plain/door Tee. | No | 5
34.9 | 75 mm dia UPVC 90 degree bend | No | 5
34.1 | 110 mm dia UPVC vent cowl | No | 2
34.11 | 110 mm dia UPVC plain door Tee | No | 5
34.12 | 110 mm dia UPVC 90 degrees bend | No | 17
34.13 | 110 mm dia Y-Brance | No | 8
34.14 | 110 mm dia UPVC pipe clip. | No | 52
34.15 | 75*75 mm dia PVC p-trap | No | 4
34.16 | 110*110 mm dia. PVC p-trap | No | 12
35 | Supplying and fixing HDPE pipe of PN6 (Soil, Waste) pipes with all necessary fittings, including cutting, jointing, sealing, installation of pipes and specials including making holes and cutting grooves on walls or floor and repairing the same to its original finish. Pipes to be installed on trenches or walls or floor or duct as per drawings specifications (Panchakanya, Prince, Supreme or equivalent), manufacturer's recommendations, instructions, cleaning of the system, testing and ready for operation. the material should confirm to PE100. The rate shall include for all labour and materials required. The measurement shall be done for running metres, fittings etc not payable separately.
35.1 | 160mm HDP PIPE WITH FITTING | Rm | 40
35.2 | 200mm HDP PIPE WITH FITTING | Rm | 40
36 | WATER TRANSFER PUMP
36.1 | Supplying and fixing Electric motor pump single or three phase with base, nut and bolts all complete set (Kirloskar, Compton, Servo or eqvt)
36.1.1 | 2 HP Electric motor water pump multi stage coupled pump (crompton). | Set | 2
36.1.2 | Pressure sensor switch for pump auto switch with all complete set. (Italian or eqv) | Set | 1
36.1.3 | CI Tank cover 24"*24" (50 kg) Square (Locking type) | No | 5
36.1.4 | CI cover 22"*22" (20 kg )medium Duty | No | 8
Sanitary work sub Total (C) Rs
D | ELECTRICAL WORK
37 | Panel & Distribution Boards
37.1 | Distribution board
37.1.1 | Distribution board 12 way SPN made of mild steel sheet double cover lockable Geco or eqvt. Flush type etc all complete | Set | 3
37.1.2 | Distribution board 6 way SPN made of mild steel sheet double cover lockable Geco or eqvt. Flush type etc all complete | Set | 1
37.1.3 | 6-32 Amps SP MCB Geco, North west, ISI or eqvt. For light and power supply | Nos | 34
37.1.4 | 6-32 Amps DP MCB Siemens, Geco,Legrend or eqvt. For main | Nos | 4
38 | Mains,Sub-Mains,Cables & Wires
38.1 | (2*6+1*1.5) sq.mm multistrand flexible cu wire for main in 3/4" HDPE polythene pipe from sub DB to DB etc, all complete | Rm | 100
38.2 | 10 sq.mm 4 core armoured copper cable for main panel board to DB,through Polythene pipe etc, all complete | Rm | 20
38.3 | 16 sq.mm 4 core armoured copper cable for NEA line to Main panel board,through Polythene pipe etc, all complete | Rm | 30
39 | CIRCUIT CUM POINT WIRING
39.1 | General Service Light/Fan/Exhaust Fan/ Call bell Point Wiring
39.1.1 | Supply,installation,testing and commissioning of light point /fan point wiring from DB to various points with 2.5 sqmm multistrand flexible cu wire through 1/2" internal dia HDPE conduit concealed via junction box and switch as per drawing and specification including cost of circular box and junction box and switch. Notes : 1) Average lenght per point = 12.5m Approximately | Point | 158
39.2 | Power Socket Point Wiring
39.2.1 | Supply and installation of 16A universal power socket point wiring with 2*4+1*1.5 sq mm multistraned copper wires through pvc listy or 3/4" internal dia HDPE conduit concealed from DB to various points, junction box as per drawing and specification. [Note : Average lenght per point = 12.5 m Approximately ] | Point | 36
40 | Switch Socket Outlets
40.1 | Supply,installation,interconnection,testing and commissioning of following type of switch socket including GI/PVC box,pvc listy to be installed in specified location and height all complete.
40.1.1 | 1 gang 1 way switch or North west type eqvt.etc all complete. | Nos | 4
40.1.2 | 1 gang 2 way switch or North west type eqvt.etc all complete. | Nos | 5
40.1.3 | 2 gang 1 way switch or North west type eqvt.etc all complete. | Nos | 11
40.1.4 | 3 gang 1 way switch or North west type eqvt.etc all complete. | Nos | 2
40.1.5 | 4 gang 1 way switch or North west type eqvt.etc all complete. | Nos | 3
40.1.6 | 6 gang 1 way switch or North west type eqvt.etc all complete. | Nos | 19
40.1.7 | 16/6 Amps combined S/socket flush type north west type or eqvt | Nos | 36
40.1.8 | Dimmer Single 750 Watt F fan regulator | Set | 48
41 | Light Fixtures/ Fan and Accessories
41.1 | Supply, storing,assembling,installation,testing and commissioning of wall/ceiling , surface/recessed,suspended types CFL/LED lighting fixtures including lamp,power factor improvement capacitor,electronics ballast, controle gear, LED driver etc
41.1.1 | 1'x1' 24W finished surface type LED panel light Wipro/Fiam/Philips or equivalent with Cover | Set | 48
41.1.2 | 12W finished surface type LED panel light round/square Wipro/Fiam/Philips or equivalent. | Set | 56
41.1.3 | Electrical bell musical type. | Set | 1
41.2 | Supply, installation,interconnection,testing and commisioning and putting into operation of following size of sweep ceiling/exhaust fans as per drawing specification including the adjustment hanging rod and louvers for exhaust fan as required.
41.2.1 | 48'' ceiling fan Almonard/Bajaj or eqvt.etc all complete. | Set | 48
41.2.2 | 9"exhaust fan Almonard /Bajaj or eqvt.etc all complete. | Set | 10
42 | Main Distribution panels
42.1 | Supply Installation and testing of main control panel out door ,wall mounting type, dust and vermin proof made of 16 SWG mild steel sheet cubical with type, dust and vermin proof made of 16 SWG mild steel sheet cubical with double cover and locking arrangement as per drawing, specification and instruction with following
42.1.1 | 60/100 Main Panel board made of mild steel sheet double cover floor mount suitable color push type lock suitable size for housing the following items, all complete.12''*36"*48" size(space for 5 no MCB) | set | 1
42.1.2 | 60 TP MCCB Siemens,Ge,Legrand or eqvt. for ingoing for sub panel board. | set | 1
42.1.3 | 20-30-40 TP MCB Siemens,Ge,Legrand or eqvt. for outgoing for sub panel board. | set | 5
42.1.4 | Voltmeter 0-500 v with selector switch | set | 1
42.1.5 | Indicator lamp with fuse. | set | 3
42.1.6 | Ammeter 0-500 A with selector switch | set | 1
42.1.7 | Selector switch | set | 1
42.1.8 | CT coil of suitable ratio | set | 3
42.1.9 | 16 A TP 25 KA MCB Siemens,Ge,Legrand or eqvt. for motor pump. | set | 1
43 | Earthing & Lighting Protection
43.1 | Earthing with cu plate size 65 cm x 65 cm x3.15 mm with G.N. 8 cu wire for earth continuity from panel board to earthing site all complete with necessary accessories: salt,coal,cu plate,HDEP polythene pipe etc) as per specification and instruction of site engineer. | Set | 3
43.2 | Supply , installation & testing of Air Termination Unit of 2m long solid copper rod of 16mm dia. to be mount on the roof of the building. | Set | 1
43.3 | Supply , installation & testing of 25mmx3mm copper strip from air termination unit to earth pit as per drawing,Specification and instruction of site engineer.Cost includes hook,gripes, screws,clamps and other accessories. | Rm. | 75
Sub Total of Electrical Works (D)
E | FURNITURE WORK
44 | CLASSROOM FURNITURE
44.1 | Student Desk (2 seater) (Symbol: D-01C):-Top Board: 19mm thick Plywood with 1mm Laminate top and 10mm pine wood edge lipping all around enamel painted; Foot Rest: 25x40x1.5mm MS Square Pipe; Frame: 25x25x1.5mm MS Square Pipe with book rack made of 16 gauge metal sheet;powder coated paint finish with rubber shoe, all complete. | No | 48
44.2 | Student Desk (3 seater) (Symbol: D-02C):-Top Board: 19mm thick Plywood with 1mm Laminate top and 10mm pine wood edge lipping all around, enamel painted; Foot Rest: 25x40x1.5mm MS Square Pipe; Frame: 25x25x1.5mm MS Square Pipe with book rack made of 16 gauge metal sheet; ;powder coated paint with rubber shoe, all complete. | No | 120
44.3 | Student Bench (2 seater) (Symbol: B-01C):-Top Board: 19mm thick Plywood with 1mm Laminate top and 10mm polished pine wood edge lipping all around, enamel painted; Foot Rest: 25x40x1.5mm MS Square Pipe; Frame: 25x25x1.5mm MS Square Pipe; ;powder coated paint with rubber shoe, all complete. | No | 48
44.4 | Student Bench (3 seater) (Symbol: B-02C):-Top Board: 19mm thick Plywood with 1mm Laminate top and 10mm polished pine wood edge lipping all around, enamel painted; Foot Rest: 25x40x1.5mm MS Square Pipe; Frame: 25x25x1.5mm MS Square Pipe; ;powder coated paint with rubber shoe, all complete. | No | 120
44.5 | ECD Student Desk (6 seater) (Symbol: D-03):-Top Board: 19mm thick Plywood with 1mm Laminate top and 10mm pine wood edge lipping all around, enamel painted;Support: 25mm thick Plywood with25x3mm strap support at the three corners; ;enamel paint with laminate finish with nylone shoe, all complete. | No | 3
44.6 | Teacher's Table (Symbol: T-01):-Top Board: 19mm thick Plywood with 1mm Laminate top and 10mm pine wood edge lipping all around enamel painted; Foot Rest: 25x40x1.5mm MS Square Pipe; Frame: 25x25x1.5mm MS Square Pipe; ;powder coated paint with rubber shoe, all complete. | No | 12
44.7 | Teacher's Chair (Symbol: C-01):-Seat with back rest; Metal frame, without arm rest, rubber shoe cap, ;powder coated paint finish, all complete | No | 12
44.8 | Soft Board (Symbol: F-01):-Front board: 12 mm soft board over 12mm plywood with fabric cover and enamel painted pine wood edging, including 2 hanging eye-hooks and stay; Support frame : 25x25x1mm MS Square Pipe powder coated paint finish, all complete. | No | 12
44.9 | White Board (Symbol: F-02):-Front board: 19 mm ply board with with 1mm white laminate gloss finish top cover and wood edging, including 3 eye hooks, stay and marker pad; Support frame : 25x25x1mm MS Square Pipe, powder coated paint all complete | No | 12
Sub Total of Furniture Works (E)
Sub Total For Shree Janak Secondary School, Gaidakot Municipality, Nawalparasi (East) (I=B+C+D+E)=